{"text_format":"1","workbook":"xlsx","n_sheets":9,"sheets":["Control","PlotControl","P_All","Other_All","1EPond","2EPond","Other_1EPond","Other_2EPond","Results_Tables"],"not_rendered":{"charts":2,"images":2,"macros":1,"external_links":0,"defined_names":1,"comments":0,"pivot_tables":0},"unopened":[],"bounds":{"document_bytes":16777216,"sheet_cells":100000,"rows_first":2000,"rows_last":500,"rows_between":2000,"halvings":0,"cell_chars":16384,"cell_head_chars":4096},"cells_cut":0,"cells_raw":0,"read":"whole","date_system":"1900"}

{"sheet":"Control","index":0,"n_rows":5,"n_cols":5,"rows_kept":5,"cut":false,"hidden":false,"merged":[]}
["Sheets","Text File Names","Description",null,"Notes: 50 sheets maximum"]
["1EPond","Project_1EPond.txt","Project concentrations for the 1E Pond",null,"Referenced text files must be in same root folder as this spreadsheet"]
["2EPond","Project_2EPond.txt","Project concentrations for the 2E Pond"]
["Other_1EPond","SDEIS_Project_1EPond.txt","SDEIS Project concentrations for the 1E Pond"]
["Other_2EPond","SDEIS_Project_2EPond.txt","SDEIS Project concentrations for the 2E Pond"]

{"sheet":"PlotControl","index":1,"n_rows":265,"n_cols":28,"rows_kept":265,"cut":false,"hidden":false,"merged":[[22,8,22,10],[22,19,22,21],[3,27,3,31],[4,26,5,26],[4,27,5,27],[22,13,22,15]]}
[]
["Model Name:","Plant Site Version 6.0"]
[]
["Plot:","Annual Max",{"$f":"B2 & \" Model vs. SDEIS (Version 5.0)\n\" & IF(B4=\"Annual Max\", \"Annual Maximum\", B4) & \" of Concentration Statistics\n\" & B6 & \" in the FTB Pond\"","v":"Plant Site Version 6.0 Model vs. SDEIS (Version 5.0)\nAnnual Maximum of Concentration Statistics\nSO4 in the FTB Pond"},null,null,null,null,null,null,null,null,null,null,null,null,null,null,null,null,null,null,null,null,null,null,null,"Directory to save PDFs to:","C:\\Users\\jem4\\Desktop\\temp"]
[null,null,{"$f":"B2 & \" Model\nMonthly Concentration Statistics\n\" & B6 & \" in the FTB Pond\"","v":"Plant Site Version 6.0 Model\nMonthly Concentration Statistics\nSO4 in the FTB Pond"},null,null,null,null,null,null,null,null,null,null,null,null,null,null,null,null,null,null,null,null,null,null,null,"Starting figure caption","56"]
["Constituent to Plot (dropdown):","SO4",{"$f":"MATCH(B6,$A$25:$A$52,0)","v":24}]
[null,null,null,null,null,null,null,null,null,null,null,null,null,null,null,null,null,null,null,null,null,null,null,null,null,null,"Note: This loops through the plot and constituent drop down menus. "]
["Location to Plot (dropdown):","Pond",{"$f":"MATCH(B8,$A$15:$A$21,0)","v":1}]
[]
["Initial Time for Monthly Plot (yr):",40]
[null,{"$f":"B10+20","v":60}]
["Standard",{"$f":"VLOOKUP($B$6,$A$25:$B$52,2,FALSE)","v":{"$error":"#N/A"}}]
[]
["Locations"]
["Pond"]
[]
["Plot"]
["Annual Max"]
["Annual Average"]
[]
[]
[]
[null,null,null,null,null,null,null,null,"Annual Project Results",null,null,null,null,"Annual \"Other\" results",null,null,null,null,null,"Monthly Project Results"]
["Constituent","Embarrass Standard (ug/L)",null,null,null,null,null,"Time","P10","P50","P90","SW Standard","Time","P10","P50","P90","SW Standard",null,"Time","P10","P50","P90","SW Standard"]
["Ag",1,null,null,null,null,null,0,{"$f":"VLOOKUP($H25,P_All!$A$5:$D$205,3*($C$8-1)+2)","v":130000},{"$f":"VLOOKUP($H25,P_All!$A$5:$D$205,3*($C$8-1)+3)","v":130350},{"$f":"VLOOKUP($H25,P_All!$A$5:$D$205,3*($C$8-1)+4)","v":134610},{"$f":"IF(ISNA(VLOOKUP($B$6,$A$25:$E$51,IF($B$8=$A$22,3,2))),EXP(VLOOKUP($B$6,$A$25:$E$51,4)*LN(VLOOKUP($H25,#REF!,$C$8+1)/1000)+VLOOKUP($B$6,$A$25:$E$51,5)),VLOOKUP($B$6,$A$25:$E$51,IF($B$8=$A$22,3,2)))","v":{"$error":"#REF!"}},0,{"$f":"VLOOKUP($H25,Other_All!$A$5:$D$205,3*($C$8-1)+2)","v":130000},{"$f":"VLOOKUP($H25,Other_All!$A$5:$D$205,3*($C$8-1)+3)","v":131870},{"$f":"VLOOKUP($H25,Other_All!$A$5:$D$205,3*($C$8-1)+4)","v":139420},{"$f":"IF(ISNA(VLOOKUP($B$6,$A$25:$E$51,IF($B$8=$A$22,3,2))),EXP(VLOOKUP($B$6,$A$25:$E$51,4)*LN(VLOOKUP($H25,#REF!,$C$8+1)/1000)+VLOOKUP($B$6,$A$25:$E$51,5)),VLOOKUP($B$6,$A$25:$E$51,IF($B$8=$A$22,3,2)))","v":{"$error":"#REF!"}},null,{"$f":"B10","v":40},{"$f":"VLOOKUP($S25,P_All!$X$5:$AS$245,3*($C$8-1)+2)","v":17516},{"$f":"VLOOKUP($S25,P_All!$X$5:$AS$245,3*($C$8-1)+3)","v":18592},{"$f":"VLOOKUP($S25,P_All!$X$5:$AS$245,3*($C$8-1)+4)","v":19604},{"$f":"IF(ISNA(VLOOKUP($B$6,$A$25:$E$52,IF($B$8=$A$22,3,2))),EXP(VLOOKUP($B$6,$A$25:$E$52,4)*LN(VLOOKUP($S25,#REF!,$C$8+1)/1000)+VLOOKUP($B$6,$A$25:$E$52,5)),VLOOKUP($B$6,$A$25:$E$52,IF($B$8=$A$22,3,2)))","v":{"$error":"#REF!"}}]
["Al",125,null,null,null,null,null,1,{"$f":"VLOOKUP($H26,P_All!$A$5:$D$205,3*($C$8-1)+2)","v":156760},{"$f":"VLOOKUP($H26,P_All!$A$5:$D$205,3*($C$8-1)+3)","v":164570},{"$f":"VLOOKUP($H26,P_All!$A$5:$D$205,3*($C$8-1)+4)","v":172410},{"$f":"IF(ISNA(VLOOKUP($B$6,$A$25:$E$51,IF($B$8=$A$22,3,2))),EXP(VLOOKUP($B$6,$A$25:$E$51,4)*LN(VLOOKUP($H26,#REF!,$C$8+1)/1000)+VLOOKUP($B$6,$A$25:$E$51,5)),VLOOKUP($B$6,$A$25:$E$51,IF($B$8=$A$22,3,2)))","v":{"$error":"#REF!"}},1,{"$f":"VLOOKUP($H26,Other_All!$A$5:$D$205,3*($C$8-1)+2)","v":148180},{"$f":"VLOOKUP($H26,Other_All!$A$5:$D$205,3*($C$8-1)+3)","v":163510},{"$f":"VLOOKUP($H26,Other_All!$A$5:$D$205,3*($C$8-1)+4)","v":173000},{"$f":"IF(ISNA(VLOOKUP($B$6,$A$25:$E$51,IF($B$8=$A$22,3,2))),EXP(VLOOKUP($B$6,$A$25:$E$51,4)*LN(VLOOKUP($H26,#REF!,$C$8+1)/1000)+VLOOKUP($B$6,$A$25:$E$51,5)),VLOOKUP($B$6,$A$25:$E$51,IF($B$8=$A$22,3,2)))","v":{"$error":"#REF!"}},null,{"$f":"S25+1/12","v":40.083333333333336},{"$f":"VLOOKUP($S26,P_All!$X$5:$AS$245,3*($C$8-1)+2)","v":17462},{"$f":"VLOOKUP($S26,P_All!$X$5:$AS$245,3*($C$8-1)+3)","v":18510},{"$f":"VLOOKUP($S26,P_All!$X$5:$AS$245,3*($C$8-1)+4)","v":19481},{"$f":"IF(ISNA(VLOOKUP($B$6,$A$25:$E$52,IF($B$8=$A$22,3,2))),EXP(VLOOKUP($B$6,$A$25:$E$52,4)*LN(VLOOKUP($S26,#REF!,$C$8+1)/1000)+VLOOKUP($B$6,$A$25:$E$52,5)),VLOOKUP($B$6,$A$25:$E$52,IF($B$8=$A$22,3,2)))","v":{"$error":"#REF!"}}]
["Alkalinity",{"$error":"#N/A"},null,null,null,null,null,2,{"$f":"VLOOKUP($H27,P_All!$A$5:$D$205,3*($C$8-1)+2)","v":174660},{"$f":"VLOOKUP($H27,P_All!$A$5:$D$205,3*($C$8-1)+3)","v":183960},{"$f":"VLOOKUP($H27,P_All!$A$5:$D$205,3*($C$8-1)+4)","v":193610},{"$f":"IF(ISNA(VLOOKUP($B$6,$A$25:$E$51,IF($B$8=$A$22,3,2))),EXP(VLOOKUP($B$6,$A$25:$E$51,4)*LN(VLOOKUP($H27,#REF!,$C$8+1)/1000)+VLOOKUP($B$6,$A$25:$E$51,5)),VLOOKUP($B$6,$A$25:$E$51,IF($B$8=$A$22,3,2)))","v":{"$error":"#REF!"}},2,{"$f":"VLOOKUP($H27,Other_All!$A$5:$D$205,3*($C$8-1)+2)","v":169390},{"$f":"VLOOKUP($H27,Other_All!$A$5:$D$205,3*($C$8-1)+3)","v":180980},{"$f":"VLOOKUP($H27,Other_All!$A$5:$D$205,3*($C$8-1)+4)","v":191520},{"$f":"IF(ISNA(VLOOKUP($B$6,$A$25:$E$51,IF($B$8=$A$22,3,2))),EXP(VLOOKUP($B$6,$A$25:$E$51,4)*LN(VLOOKUP($H27,#REF!,$C$8+1)/1000)+VLOOKUP($B$6,$A$25:$E$51,5)),VLOOKUP($B$6,$A$25:$E$51,IF($B$8=$A$22,3,2)))","v":{"$error":"#REF!"}},null,{"$f":"S26+1/12","v":40.166666666666671},{"$f":"VLOOKUP($S27,P_All!$X$5:$AS$245,3*($C$8-1)+2)","v":17413},{"$f":"VLOOKUP($S27,P_All!$X$5:$AS$245,3*($C$8-1)+3)","v":18421},{"$f":"VLOOKUP($S27,P_All!$X$5:$AS$245,3*($C$8-1)+4)","v":19364},{"$f":"IF(ISNA(VLOOKUP($B$6,$A$25:$E$52,IF($B$8=$A$22,3,2))),EXP(VLOOKUP($B$6,$A$25:$E$52,4)*LN(VLOOKUP($S27,#REF!,$C$8+1)/1000)+VLOOKUP($B$6,$A$25:$E$52,5)),VLOOKUP($B$6,$A$25:$E$52,IF($B$8=$A$22,3,2)))","v":{"$error":"#REF!"}}]
["As",53,null,null,null,null,null,3,{"$f":"VLOOKUP($H28,P_All!$A$5:$D$205,3*($C$8-1)+2)","v":185560},{"$f":"VLOOKUP($H28,P_All!$A$5:$D$205,3*($C$8-1)+3)","v":196030},{"$f":"VLOOKUP($H28,P_All!$A$5:$D$205,3*($C$8-1)+4)","v":206920},{"$f":"IF(ISNA(VLOOKUP($B$6,$A$25:$E$51,IF($B$8=$A$22,3,2))),EXP(VLOOKUP($B$6,$A$25:$E$51,4)*LN(VLOOKUP($H28,#REF!,$C$8+1)/1000)+VLOOKUP($B$6,$A$25:$E$51,5)),VLOOKUP($B$6,$A$25:$E$51,IF($B$8=$A$22,3,2)))","v":{"$error":"#REF!"}},3,{"$f":"VLOOKUP($H28,Other_All!$A$5:$D$205,3*($C$8-1)+2)","v":181250},{"$f":"VLOOKUP($H28,Other_All!$A$5:$D$205,3*($C$8-1)+3)","v":193550},{"$f":"VLOOKUP($H28,Other_All!$A$5:$D$205,3*($C$8-1)+4)","v":204710},{"$f":"IF(ISNA(VLOOKUP($B$6,$A$25:$E$51,IF($B$8=$A$22,3,2))),EXP(VLOOKUP($B$6,$A$25:$E$51,4)*LN(VLOOKUP($H28,#REF!,$C$8+1)/1000)+VLOOKUP($B$6,$A$25:$E$51,5)),VLOOKUP($B$6,$A$25:$E$51,IF($B$8=$A$22,3,2)))","v":{"$error":"#REF!"}},null,40.250000000000007,{"$f":"VLOOKUP($S28,P_All!$X$5:$AS$245,3*($C$8-1)+2)","v":17407},{"$f":"VLOOKUP($S28,P_All!$X$5:$AS$245,3*($C$8-1)+3)","v":18406},{"$f":"VLOOKUP($S28,P_All!$X$5:$AS$245,3*($C$8-1)+4)","v":19320},{"$f":"IF(ISNA(VLOOKUP($B$6,$A$25:$E$52,IF($B$8=$A$22,3,2))),EXP(VLOOKUP($B$6,$A$25:$E$52,4)*LN(VLOOKUP($S28,#REF!,$C$8+1)/1000)+VLOOKUP($B$6,$A$25:$E$52,5)),VLOOKUP($B$6,$A$25:$E$52,IF($B$8=$A$22,3,2)))","v":{"$error":"#REF!"}}]
["B",500,null,null,null,null,null,4,{"$f":"VLOOKUP($H29,P_All!$A$5:$D$205,3*($C$8-1)+2)","v":192970},{"$f":"VLOOKUP($H29,P_All!$A$5:$D$205,3*($C$8-1)+3)","v":203610},{"$f":"VLOOKUP($H29,P_All!$A$5:$D$205,3*($C$8-1)+4)","v":213630},{"$f":"IF(ISNA(VLOOKUP($B$6,$A$25:$E$51,IF($B$8=$A$22,3,2))),EXP(VLOOKUP($B$6,$A$25:$E$51,4)*LN(VLOOKUP($H29,#REF!,$C$8+1)/1000)+VLOOKUP($B$6,$A$25:$E$51,5)),VLOOKUP($B$6,$A$25:$E$51,IF($B$8=$A$22,3,2)))","v":{"$error":"#REF!"}},4,{"$f":"VLOOKUP($H29,Other_All!$A$5:$D$205,3*($C$8-1)+2)","v":190200},{"$f":"VLOOKUP($H29,Other_All!$A$5:$D$205,3*($C$8-1)+3)","v":201950},{"$f":"VLOOKUP($H29,Other_All!$A$5:$D$205,3*($C$8-1)+4)","v":214470},{"$f":"IF(ISNA(VLOOKUP($B$6,$A$25:$E$51,IF($B$8=$A$22,3,2))),EXP(VLOOKUP($B$6,$A$25:$E$51,4)*LN(VLOOKUP($H29,#REF!,$C$8+1)/1000)+VLOOKUP($B$6,$A$25:$E$51,5)),VLOOKUP($B$6,$A$25:$E$51,IF($B$8=$A$22,3,2)))","v":{"$error":"#REF!"}},null,40.333333333333343,{"$f":"VLOOKUP($S29,P_All!$X$5:$AS$245,3*($C$8-1)+2)","v":17423},{"$f":"VLOOKUP($S29,P_All!$X$5:$AS$245,3*($C$8-1)+3)","v":18411},{"$f":"VLOOKUP($S29,P_All!$X$5:$AS$245,3*($C$8-1)+4)","v":19329},{"$f":"IF(ISNA(VLOOKUP($B$6,$A$25:$E$52,IF($B$8=$A$22,3,2))),EXP(VLOOKUP($B$6,$A$25:$E$52,4)*LN(VLOOKUP($S29,#REF!,$C$8+1)/1000)+VLOOKUP($B$6,$A$25:$E$52,5)),VLOOKUP($B$6,$A$25:$E$52,IF($B$8=$A$22,3,2)))","v":{"$error":"#REF!"}}]
["Ba",{"$error":"#N/A"},null,null,null,null,null,5,{"$f":"VLOOKUP($H30,P_All!$A$5:$D$205,3*($C$8-1)+2)","v":197950},{"$f":"VLOOKUP($H30,P_All!$A$5:$D$205,3*($C$8-1)+3)","v":207380},{"$f":"VLOOKUP($H30,P_All!$A$5:$D$205,3*($C$8-1)+4)","v":217980},{"$f":"IF(ISNA(VLOOKUP($B$6,$A$25:$E$51,IF($B$8=$A$22,3,2))),EXP(VLOOKUP($B$6,$A$25:$E$51,4)*LN(VLOOKUP($H30,#REF!,$C$8+1)/1000)+VLOOKUP($B$6,$A$25:$E$51,5)),VLOOKUP($B$6,$A$25:$E$51,IF($B$8=$A$22,3,2)))","v":{"$error":"#REF!"}},5,{"$f":"VLOOKUP($H30,Other_All!$A$5:$D$205,3*($C$8-1)+2)","v":201970},{"$f":"VLOOKUP($H30,Other_All!$A$5:$D$205,3*($C$8-1)+3)","v":214500},{"$f":"VLOOKUP($H30,Other_All!$A$5:$D$205,3*($C$8-1)+4)","v":228120},{"$f":"IF(ISNA(VLOOKUP($B$6,$A$25:$E$51,IF($B$8=$A$22,3,2))),EXP(VLOOKUP($B$6,$A$25:$E$51,4)*LN(VLOOKUP($H30,#REF!,$C$8+1)/1000)+VLOOKUP($B$6,$A$25:$E$51,5)),VLOOKUP($B$6,$A$25:$E$51,IF($B$8=$A$22,3,2)))","v":{"$error":"#REF!"}},null,40.416666666666679,{"$f":"VLOOKUP($S30,P_All!$X$5:$AS$245,3*($C$8-1)+2)","v":17327},{"$f":"VLOOKUP($S30,P_All!$X$5:$AS$245,3*($C$8-1)+3)","v":18324},{"$f":"VLOOKUP($S30,P_All!$X$5:$AS$245,3*($C$8-1)+4)","v":19231},{"$f":"IF(ISNA(VLOOKUP($B$6,$A$25:$E$52,IF($B$8=$A$22,3,2))),EXP(VLOOKUP($B$6,$A$25:$E$52,4)*LN(VLOOKUP($S30,#REF!,$C$8+1)/1000)+VLOOKUP($B$6,$A$25:$E$52,5)),VLOOKUP($B$6,$A$25:$E$52,IF($B$8=$A$22,3,2)))","v":{"$error":"#REF!"}}]
["Be",{"$error":"#N/A"},null,null,null,null,null,6,{"$f":"VLOOKUP($H31,P_All!$A$5:$D$205,3*($C$8-1)+2)","v":203430},{"$f":"VLOOKUP($H31,P_All!$A$5:$D$205,3*($C$8-1)+3)","v":216190},{"$f":"VLOOKUP($H31,P_All!$A$5:$D$205,3*($C$8-1)+4)","v":229230},{"$f":"IF(ISNA(VLOOKUP($B$6,$A$25:$E$51,IF($B$8=$A$22,3,2))),EXP(VLOOKUP($B$6,$A$25:$E$51,4)*LN(VLOOKUP($H31,#REF!,$C$8+1)/1000)+VLOOKUP($B$6,$A$25:$E$51,5)),VLOOKUP($B$6,$A$25:$E$51,IF($B$8=$A$22,3,2)))","v":{"$error":"#REF!"}},6,{"$f":"VLOOKUP($H31,Other_All!$A$5:$D$205,3*($C$8-1)+2)","v":219850},{"$f":"VLOOKUP($H31,Other_All!$A$5:$D$205,3*($C$8-1)+3)","v":235230},{"$f":"VLOOKUP($H31,Other_All!$A$5:$D$205,3*($C$8-1)+4)","v":251500},{"$f":"IF(ISNA(VLOOKUP($B$6,$A$25:$E$51,IF($B$8=$A$22,3,2))),EXP(VLOOKUP($B$6,$A$25:$E$51,4)*LN(VLOOKUP($H31,#REF!,$C$8+1)/1000)+VLOOKUP($B$6,$A$25:$E$51,5)),VLOOKUP($B$6,$A$25:$E$51,IF($B$8=$A$22,3,2)))","v":{"$error":"#REF!"}},null,40.500000000000014,{"$f":"VLOOKUP($S31,P_All!$X$5:$AS$245,3*($C$8-1)+2)","v":17146},{"$f":"VLOOKUP($S31,P_All!$X$5:$AS$245,3*($C$8-1)+3)","v":18183},{"$f":"VLOOKUP($S31,P_All!$X$5:$AS$245,3*($C$8-1)+4)","v":19054},{"$f":"IF(ISNA(VLOOKUP($B$6,$A$25:$E$52,IF($B$8=$A$22,3,2))),EXP(VLOOKUP($B$6,$A$25:$E$52,4)*LN(VLOOKUP($S31,#REF!,$C$8+1)/1000)+VLOOKUP($B$6,$A$25:$E$52,5)),VLOOKUP($B$6,$A$25:$E$52,IF($B$8=$A$22,3,2)))","v":{"$error":"#REF!"}}]
["Ca",{"$error":"#N/A"},null,null,null,null,null,7,{"$f":"VLOOKUP($H32,P_All!$A$5:$D$205,3*($C$8-1)+2)","v":195210},{"$f":"VLOOKUP($H32,P_All!$A$5:$D$205,3*($C$8-1)+3)","v":207030},{"$f":"VLOOKUP($H32,P_All!$A$5:$D$205,3*($C$8-1)+4)","v":220920},{"$f":"IF(ISNA(VLOOKUP($B$6,$A$25:$E$51,IF($B$8=$A$22,3,2))),EXP(VLOOKUP($B$6,$A$25:$E$51,4)*LN(VLOOKUP($H32,#REF!,$C$8+1)/1000)+VLOOKUP($B$6,$A$25:$E$51,5)),VLOOKUP($B$6,$A$25:$E$51,IF($B$8=$A$22,3,2)))","v":{"$error":"#REF!"}},7,{"$f":"VLOOKUP($H32,Other_All!$A$5:$D$205,3*($C$8-1)+2)","v":212510},{"$f":"VLOOKUP($H32,Other_All!$A$5:$D$205,3*($C$8-1)+3)","v":227440},{"$f":"VLOOKUP($H32,Other_All!$A$5:$D$205,3*($C$8-1)+4)","v":241160},{"$f":"IF(ISNA(VLOOKUP($B$6,$A$25:$E$51,IF($B$8=$A$22,3,2))),EXP(VLOOKUP($B$6,$A$25:$E$51,4)*LN(VLOOKUP($H32,#REF!,$C$8+1)/1000)+VLOOKUP($B$6,$A$25:$E$51,5)),VLOOKUP($B$6,$A$25:$E$51,IF($B$8=$A$22,3,2)))","v":{"$error":"#REF!"}},null,40.58333333333335,{"$f":"VLOOKUP($S32,P_All!$X$5:$AS$245,3*($C$8-1)+2)","v":17060},{"$f":"VLOOKUP($S32,P_All!$X$5:$AS$245,3*($C$8-1)+3)","v":18119},{"$f":"VLOOKUP($S32,P_All!$X$5:$AS$245,3*($C$8-1)+4)","v":18993},{"$f":"IF(ISNA(VLOOKUP($B$6,$A$25:$E$52,IF($B$8=$A$22,3,2))),EXP(VLOOKUP($B$6,$A$25:$E$52,4)*LN(VLOOKUP($S32,#REF!,$C$8+1)/1000)+VLOOKUP($B$6,$A$25:$E$52,5)),VLOOKUP($B$6,$A$25:$E$52,IF($B$8=$A$22,3,2)))","v":{"$error":"#REF!"}}]
["Cd",{"$error":"#N/A"},null,null,null,null,null,8,{"$f":"VLOOKUP($H33,P_All!$A$5:$D$205,3*($C$8-1)+2)","v":211560},{"$f":"VLOOKUP($H33,P_All!$A$5:$D$205,3*($C$8-1)+3)","v":227650},{"$f":"VLOOKUP($H33,P_All!$A$5:$D$205,3*($C$8-1)+4)","v":242620},{"$f":"IF(ISNA(VLOOKUP($B$6,$A$25:$E$51,IF($B$8=$A$22,3,2))),EXP(VLOOKUP($B$6,$A$25:$E$51,4)*LN(VLOOKUP($H33,#REF!,$C$8+1)/1000)+VLOOKUP($B$6,$A$25:$E$51,5)),VLOOKUP($B$6,$A$25:$E$51,IF($B$8=$A$22,3,2)))","v":{"$error":"#REF!"}},8,{"$f":"VLOOKUP($H33,Other_All!$A$5:$D$205,3*($C$8-1)+2)","v":250330},{"$f":"VLOOKUP($H33,Other_All!$A$5:$D$205,3*($C$8-1)+3)","v":263340},{"$f":"VLOOKUP($H33,Other_All!$A$5:$D$205,3*($C$8-1)+4)","v":277240},{"$f":"IF(ISNA(VLOOKUP($B$6,$A$25:$E$51,IF($B$8=$A$22,3,2))),EXP(VLOOKUP($B$6,$A$25:$E$51,4)*LN(VLOOKUP($H33,#REF!,$C$8+1)/1000)+VLOOKUP($B$6,$A$25:$E$51,5)),VLOOKUP($B$6,$A$25:$E$51,IF($B$8=$A$22,3,2)))","v":{"$error":"#REF!"}},null,40.666666666666686,{"$f":"VLOOKUP($S33,P_All!$X$5:$AS$245,3*($C$8-1)+2)","v":16952},{"$f":"VLOOKUP($S33,P_All!$X$5:$AS$245,3*($C$8-1)+3)","v":18061},{"$f":"VLOOKUP($S33,P_All!$X$5:$AS$245,3*($C$8-1)+4)","v":18964},{"$f":"IF(ISNA(VLOOKUP($B$6,$A$25:$E$52,IF($B$8=$A$22,3,2))),EXP(VLOOKUP($B$6,$A$25:$E$52,4)*LN(VLOOKUP($S33,#REF!,$C$8+1)/1000)+VLOOKUP($B$6,$A$25:$E$52,5)),VLOOKUP($B$6,$A$25:$E$52,IF($B$8=$A$22,3,2)))","v":{"$error":"#REF!"}}]
["Cl",230000,null,null,null,null,null,9,{"$f":"VLOOKUP($H34,P_All!$A$5:$D$205,3*($C$8-1)+2)","v":227450},{"$f":"VLOOKUP($H34,P_All!$A$5:$D$205,3*($C$8-1)+3)","v":243480},{"$f":"VLOOKUP($H34,P_All!$A$5:$D$205,3*($C$8-1)+4)","v":258400},{"$f":"IF(ISNA(VLOOKUP($B$6,$A$25:$E$51,IF($B$8=$A$22,3,2))),EXP(VLOOKUP($B$6,$A$25:$E$51,4)*LN(VLOOKUP($H34,#REF!,$C$8+1)/1000)+VLOOKUP($B$6,$A$25:$E$51,5)),VLOOKUP($B$6,$A$25:$E$51,IF($B$8=$A$22,3,2)))","v":{"$error":"#REF!"}},9,{"$f":"VLOOKUP($H34,Other_All!$A$5:$D$205,3*($C$8-1)+2)","v":266950},{"$f":"VLOOKUP($H34,Other_All!$A$5:$D$205,3*($C$8-1)+3)","v":281230},{"$f":"VLOOKUP($H34,Other_All!$A$5:$D$205,3*($C$8-1)+4)","v":294380},{"$f":"IF(ISNA(VLOOKUP($B$6,$A$25:$E$51,IF($B$8=$A$22,3,2))),EXP(VLOOKUP($B$6,$A$25:$E$51,4)*LN(VLOOKUP($H34,#REF!,$C$8+1)/1000)+VLOOKUP($B$6,$A$25:$E$51,5)),VLOOKUP($B$6,$A$25:$E$51,IF($B$8=$A$22,3,2)))","v":{"$error":"#REF!"}},null,40.750000000000021,{"$f":"VLOOKUP($S34,P_All!$X$5:$AS$245,3*($C$8-1)+2)","v":16814},{"$f":"VLOOKUP($S34,P_All!$X$5:$AS$245,3*($C$8-1)+3)","v":17929},{"$f":"VLOOKUP($S34,P_All!$X$5:$AS$245,3*($C$8-1)+4)","v":18873},{"$f":"IF(ISNA(VLOOKUP($B$6,$A$25:$E$52,IF($B$8=$A$22,3,2))),EXP(VLOOKUP($B$6,$A$25:$E$52,4)*LN(VLOOKUP($S34,#REF!,$C$8+1)/1000)+VLOOKUP($B$6,$A$25:$E$52,5)),VLOOKUP($B$6,$A$25:$E$52,IF($B$8=$A$22,3,2)))","v":{"$error":"#REF!"}}]
["Co",5,null,null,null,null,null,10,{"$f":"VLOOKUP($H35,P_All!$A$5:$D$205,3*($C$8-1)+2)","v":237630},{"$f":"VLOOKUP($H35,P_All!$A$5:$D$205,3*($C$8-1)+3)","v":253980},{"$f":"VLOOKUP($H35,P_All!$A$5:$D$205,3*($C$8-1)+4)","v":268750},{"$f":"IF(ISNA(VLOOKUP($B$6,$A$25:$E$51,IF($B$8=$A$22,3,2))),EXP(VLOOKUP($B$6,$A$25:$E$51,4)*LN(VLOOKUP($H35,#REF!,$C$8+1)/1000)+VLOOKUP($B$6,$A$25:$E$51,5)),VLOOKUP($B$6,$A$25:$E$51,IF($B$8=$A$22,3,2)))","v":{"$error":"#REF!"}},10,{"$f":"VLOOKUP($H35,Other_All!$A$5:$D$205,3*($C$8-1)+2)","v":281810},{"$f":"VLOOKUP($H35,Other_All!$A$5:$D$205,3*($C$8-1)+3)","v":297430},{"$f":"VLOOKUP($H35,Other_All!$A$5:$D$205,3*($C$8-1)+4)","v":313720},{"$f":"IF(ISNA(VLOOKUP($B$6,$A$25:$E$51,IF($B$8=$A$22,3,2))),EXP(VLOOKUP($B$6,$A$25:$E$51,4)*LN(VLOOKUP($H35,#REF!,$C$8+1)/1000)+VLOOKUP($B$6,$A$25:$E$51,5)),VLOOKUP($B$6,$A$25:$E$51,IF($B$8=$A$22,3,2)))","v":{"$error":"#REF!"}},null,40.833333333333357,{"$f":"VLOOKUP($S35,P_All!$X$5:$AS$245,3*($C$8-1)+2)","v":16723},{"$f":"VLOOKUP($S35,P_All!$X$5:$AS$245,3*($C$8-1)+3)","v":17837},{"$f":"VLOOKUP($S35,P_All!$X$5:$AS$245,3*($C$8-1)+4)","v":18784},{"$f":"IF(ISNA(VLOOKUP($B$6,$A$25:$E$52,IF($B$8=$A$22,3,2))),EXP(VLOOKUP($B$6,$A$25:$E$52,4)*LN(VLOOKUP($S35,#REF!,$C$8+1)/1000)+VLOOKUP($B$6,$A$25:$E$52,5)),VLOOKUP($B$6,$A$25:$E$52,IF($B$8=$A$22,3,2)))","v":{"$error":"#REF!"}}]
["Cr",11,null,null,null,null,null,11,{"$f":"VLOOKUP($H36,P_All!$A$5:$D$205,3*($C$8-1)+2)","v":246380},{"$f":"VLOOKUP($H36,P_All!$A$5:$D$205,3*($C$8-1)+3)","v":262180},{"$f":"VLOOKUP($H36,P_All!$A$5:$D$205,3*($C$8-1)+4)","v":276950},{"$f":"IF(ISNA(VLOOKUP($B$6,$A$25:$E$51,IF($B$8=$A$22,3,2))),EXP(VLOOKUP($B$6,$A$25:$E$51,4)*LN(VLOOKUP($H36,#REF!,$C$8+1)/1000)+VLOOKUP($B$6,$A$25:$E$51,5)),VLOOKUP($B$6,$A$25:$E$51,IF($B$8=$A$22,3,2)))","v":{"$error":"#REF!"}},11,{"$f":"VLOOKUP($H36,Other_All!$A$5:$D$205,3*($C$8-1)+2)","v":313150},{"$f":"VLOOKUP($H36,Other_All!$A$5:$D$205,3*($C$8-1)+3)","v":336440},{"$f":"VLOOKUP($H36,Other_All!$A$5:$D$205,3*($C$8-1)+4)","v":358350},{"$f":"IF(ISNA(VLOOKUP($B$6,$A$25:$E$51,IF($B$8=$A$22,3,2))),EXP(VLOOKUP($B$6,$A$25:$E$51,4)*LN(VLOOKUP($H36,#REF!,$C$8+1)/1000)+VLOOKUP($B$6,$A$25:$E$51,5)),VLOOKUP($B$6,$A$25:$E$51,IF($B$8=$A$22,3,2)))","v":{"$error":"#REF!"}},null,40.916666666666693,{"$f":"VLOOKUP($S36,P_All!$X$5:$AS$245,3*($C$8-1)+2)","v":16677},{"$f":"VLOOKUP($S36,P_All!$X$5:$AS$245,3*($C$8-1)+3)","v":17760},{"$f":"VLOOKUP($S36,P_All!$X$5:$AS$245,3*($C$8-1)+4)","v":18683},{"$f":"IF(ISNA(VLOOKUP($B$6,$A$25:$E$52,IF($B$8=$A$22,3,2))),EXP(VLOOKUP($B$6,$A$25:$E$52,4)*LN(VLOOKUP($S36,#REF!,$C$8+1)/1000)+VLOOKUP($B$6,$A$25:$E$52,5)),VLOOKUP($B$6,$A$25:$E$52,IF($B$8=$A$22,3,2)))","v":{"$error":"#REF!"}}]
["Cu",{"$error":"#N/A"},null,null,null,null,null,12,{"$f":"VLOOKUP($H37,P_All!$A$5:$D$205,3*($C$8-1)+2)","v":251790},{"$f":"VLOOKUP($H37,P_All!$A$5:$D$205,3*($C$8-1)+3)","v":266750},{"$f":"VLOOKUP($H37,P_All!$A$5:$D$205,3*($C$8-1)+4)","v":282910},{"$f":"IF(ISNA(VLOOKUP($B$6,$A$25:$E$51,IF($B$8=$A$22,3,2))),EXP(VLOOKUP($B$6,$A$25:$E$51,4)*LN(VLOOKUP($H37,#REF!,$C$8+1)/1000)+VLOOKUP($B$6,$A$25:$E$51,5)),VLOOKUP($B$6,$A$25:$E$51,IF($B$8=$A$22,3,2)))","v":{"$error":"#REF!"}},12,{"$f":"VLOOKUP($H37,Other_All!$A$5:$D$205,3*($C$8-1)+2)","v":343000},{"$f":"VLOOKUP($H37,Other_All!$A$5:$D$205,3*($C$8-1)+3)","v":370040},{"$f":"VLOOKUP($H37,Other_All!$A$5:$D$205,3*($C$8-1)+4)","v":397250},{"$f":"IF(ISNA(VLOOKUP($B$6,$A$25:$E$51,IF($B$8=$A$22,3,2))),EXP(VLOOKUP($B$6,$A$25:$E$51,4)*LN(VLOOKUP($H37,#REF!,$C$8+1)/1000)+VLOOKUP($B$6,$A$25:$E$51,5)),VLOOKUP($B$6,$A$25:$E$51,IF($B$8=$A$22,3,2)))","v":{"$error":"#REF!"}},null,41.000000000000028,{"$f":"VLOOKUP($S37,P_All!$X$5:$AS$245,3*($C$8-1)+2)","v":16599},{"$f":"VLOOKUP($S37,P_All!$X$5:$AS$245,3*($C$8-1)+3)","v":17665},{"$f":"VLOOKUP($S37,P_All!$X$5:$AS$245,3*($C$8-1)+4)","v":18560},{"$f":"IF(ISNA(VLOOKUP($B$6,$A$25:$E$52,IF($B$8=$A$22,3,2))),EXP(VLOOKUP($B$6,$A$25:$E$52,4)*LN(VLOOKUP($S37,#REF!,$C$8+1)/1000)+VLOOKUP($B$6,$A$25:$E$52,5)),VLOOKUP($B$6,$A$25:$E$52,IF($B$8=$A$22,3,2)))","v":{"$error":"#REF!"}}]
["F",{"$error":"#N/A"},null,null,null,null,null,13,{"$f":"VLOOKUP($H38,P_All!$A$5:$D$205,3*($C$8-1)+2)","v":252510},{"$f":"VLOOKUP($H38,P_All!$A$5:$D$205,3*($C$8-1)+3)","v":268370},{"$f":"VLOOKUP($H38,P_All!$A$5:$D$205,3*($C$8-1)+4)","v":284190},{"$f":"IF(ISNA(VLOOKUP($B$6,$A$25:$E$51,IF($B$8=$A$22,3,2))),EXP(VLOOKUP($B$6,$A$25:$E$51,4)*LN(VLOOKUP($H38,#REF!,$C$8+1)/1000)+VLOOKUP($B$6,$A$25:$E$51,5)),VLOOKUP($B$6,$A$25:$E$51,IF($B$8=$A$22,3,2)))","v":{"$error":"#REF!"}},13,{"$f":"VLOOKUP($H38,Other_All!$A$5:$D$205,3*($C$8-1)+2)","v":350890},{"$f":"VLOOKUP($H38,Other_All!$A$5:$D$205,3*($C$8-1)+3)","v":376970},{"$f":"VLOOKUP($H38,Other_All!$A$5:$D$205,3*($C$8-1)+4)","v":399910},{"$f":"IF(ISNA(VLOOKUP($B$6,$A$25:$E$51,IF($B$8=$A$22,3,2))),EXP(VLOOKUP($B$6,$A$25:$E$51,4)*LN(VLOOKUP($H38,#REF!,$C$8+1)/1000)+VLOOKUP($B$6,$A$25:$E$51,5)),VLOOKUP($B$6,$A$25:$E$51,IF($B$8=$A$22,3,2)))","v":{"$error":"#REF!"}},null,41.083333333333364,{"$f":"VLOOKUP($S38,P_All!$X$5:$AS$245,3*($C$8-1)+2)","v":16565},{"$f":"VLOOKUP($S38,P_All!$X$5:$AS$245,3*($C$8-1)+3)","v":17582},{"$f":"VLOOKUP($S38,P_All!$X$5:$AS$245,3*($C$8-1)+4)","v":18453},{"$f":"IF(ISNA(VLOOKUP($B$6,$A$25:$E$52,IF($B$8=$A$22,3,2))),EXP(VLOOKUP($B$6,$A$25:$E$52,4)*LN(VLOOKUP($S38,#REF!,$C$8+1)/1000)+VLOOKUP($B$6,$A$25:$E$52,5)),VLOOKUP($B$6,$A$25:$E$52,IF($B$8=$A$22,3,2)))","v":{"$error":"#REF!"}}]
["Fe",{"$error":"#N/A"},null,null,null,null,null,14,{"$f":"VLOOKUP($H39,P_All!$A$5:$D$205,3*($C$8-1)+2)","v":251970},{"$f":"VLOOKUP($H39,P_All!$A$5:$D$205,3*($C$8-1)+3)","v":267590},{"$f":"VLOOKUP($H39,P_All!$A$5:$D$205,3*($C$8-1)+4)","v":284100},{"$f":"IF(ISNA(VLOOKUP($B$6,$A$25:$E$51,IF($B$8=$A$22,3,2))),EXP(VLOOKUP($B$6,$A$25:$E$51,4)*LN(VLOOKUP($H39,#REF!,$C$8+1)/1000)+VLOOKUP($B$6,$A$25:$E$51,5)),VLOOKUP($B$6,$A$25:$E$51,IF($B$8=$A$22,3,2)))","v":{"$error":"#REF!"}},14,{"$f":"VLOOKUP($H39,Other_All!$A$5:$D$205,3*($C$8-1)+2)","v":344770},{"$f":"VLOOKUP($H39,Other_All!$A$5:$D$205,3*($C$8-1)+3)","v":371210},{"$f":"VLOOKUP($H39,Other_All!$A$5:$D$205,3*($C$8-1)+4)","v":395330},{"$f":"IF(ISNA(VLOOKUP($B$6,$A$25:$E$51,IF($B$8=$A$22,3,2))),EXP(VLOOKUP($B$6,$A$25:$E$51,4)*LN(VLOOKUP($H39,#REF!,$C$8+1)/1000)+VLOOKUP($B$6,$A$25:$E$51,5)),VLOOKUP($B$6,$A$25:$E$51,IF($B$8=$A$22,3,2)))","v":{"$error":"#REF!"}},null,41.1666666666667,{"$f":"VLOOKUP($S39,P_All!$X$5:$AS$245,3*($C$8-1)+2)","v":16548},{"$f":"VLOOKUP($S39,P_All!$X$5:$AS$245,3*($C$8-1)+3)","v":17526},{"$f":"VLOOKUP($S39,P_All!$X$5:$AS$245,3*($C$8-1)+4)","v":18383},{"$f":"IF(ISNA(VLOOKUP($B$6,$A$25:$E$52,IF($B$8=$A$22,3,2))),EXP(VLOOKUP($B$6,$A$25:$E$52,4)*LN(VLOOKUP($S39,#REF!,$C$8+1)/1000)+VLOOKUP($B$6,$A$25:$E$52,5)),VLOOKUP($B$6,$A$25:$E$52,IF($B$8=$A$22,3,2)))","v":{"$error":"#REF!"}}]
["K",{"$error":"#N/A"},null,null,null,null,null,15,{"$f":"VLOOKUP($H40,P_All!$A$5:$D$205,3*($C$8-1)+2)","v":248710},{"$f":"VLOOKUP($H40,P_All!$A$5:$D$205,3*($C$8-1)+3)","v":265120},{"$f":"VLOOKUP($H40,P_All!$A$5:$D$205,3*($C$8-1)+4)","v":282270},{"$f":"IF(ISNA(VLOOKUP($B$6,$A$25:$E$51,IF($B$8=$A$22,3,2))),EXP(VLOOKUP($B$6,$A$25:$E$51,4)*LN(VLOOKUP($H40,#REF!,$C$8+1)/1000)+VLOOKUP($B$6,$A$25:$E$51,5)),VLOOKUP($B$6,$A$25:$E$51,IF($B$8=$A$22,3,2)))","v":{"$error":"#REF!"}},15,{"$f":"VLOOKUP($H40,Other_All!$A$5:$D$205,3*($C$8-1)+2)","v":335340},{"$f":"VLOOKUP($H40,Other_All!$A$5:$D$205,3*($C$8-1)+3)","v":359190},{"$f":"VLOOKUP($H40,Other_All!$A$5:$D$205,3*($C$8-1)+4)","v":385240},{"$f":"IF(ISNA(VLOOKUP($B$6,$A$25:$E$51,IF($B$8=$A$22,3,2))),EXP(VLOOKUP($B$6,$A$25:$E$51,4)*LN(VLOOKUP($H40,#REF!,$C$8+1)/1000)+VLOOKUP($B$6,$A$25:$E$51,5)),VLOOKUP($B$6,$A$25:$E$51,IF($B$8=$A$22,3,2)))","v":{"$error":"#REF!"}},null,41.250000000000036,{"$f":"VLOOKUP($S40,P_All!$X$5:$AS$245,3*($C$8-1)+2)","v":16596},{"$f":"VLOOKUP($S40,P_All!$X$5:$AS$245,3*($C$8-1)+3)","v":17522},{"$f":"VLOOKUP($S40,P_All!$X$5:$AS$245,3*($C$8-1)+4)","v":18368},{"$f":"IF(ISNA(VLOOKUP($B$6,$A$25:$E$52,IF($B$8=$A$22,3,2))),EXP(VLOOKUP($B$6,$A$25:$E$52,4)*LN(VLOOKUP($S40,#REF!,$C$8+1)/1000)+VLOOKUP($B$6,$A$25:$E$52,5)),VLOOKUP($B$6,$A$25:$E$52,IF($B$8=$A$22,3,2)))","v":{"$error":"#REF!"}}]
["Mg",{"$error":"#N/A"},null,null,null,null,null,16,{"$f":"VLOOKUP($H41,P_All!$A$5:$D$205,3*($C$8-1)+2)","v":234030},{"$f":"VLOOKUP($H41,P_All!$A$5:$D$205,3*($C$8-1)+3)","v":250020},{"$f":"VLOOKUP($H41,P_All!$A$5:$D$205,3*($C$8-1)+4)","v":268210},{"$f":"IF(ISNA(VLOOKUP($B$6,$A$25:$E$51,IF($B$8=$A$22,3,2))),EXP(VLOOKUP($B$6,$A$25:$E$51,4)*LN(VLOOKUP($H41,#REF!,$C$8+1)/1000)+VLOOKUP($B$6,$A$25:$E$51,5)),VLOOKUP($B$6,$A$25:$E$51,IF($B$8=$A$22,3,2)))","v":{"$error":"#REF!"}},16,{"$f":"VLOOKUP($H41,Other_All!$A$5:$D$205,3*($C$8-1)+2)","v":335970},{"$f":"VLOOKUP($H41,Other_All!$A$5:$D$205,3*($C$8-1)+3)","v":362440},{"$f":"VLOOKUP($H41,Other_All!$A$5:$D$205,3*($C$8-1)+4)","v":391210},{"$f":"IF(ISNA(VLOOKUP($B$6,$A$25:$E$51,IF($B$8=$A$22,3,2))),EXP(VLOOKUP($B$6,$A$25:$E$51,4)*LN(VLOOKUP($H41,#REF!,$C$8+1)/1000)+VLOOKUP($B$6,$A$25:$E$51,5)),VLOOKUP($B$6,$A$25:$E$51,IF($B$8=$A$22,3,2)))","v":{"$error":"#REF!"}},null,41.333333333333371,{"$f":"VLOOKUP($S41,P_All!$X$5:$AS$245,3*($C$8-1)+2)","v":16651},{"$f":"VLOOKUP($S41,P_All!$X$5:$AS$245,3*($C$8-1)+3)","v":17528},{"$f":"VLOOKUP($S41,P_All!$X$5:$AS$245,3*($C$8-1)+4)","v":18392},{"$f":"IF(ISNA(VLOOKUP($B$6,$A$25:$E$52,IF($B$8=$A$22,3,2))),EXP(VLOOKUP($B$6,$A$25:$E$52,4)*LN(VLOOKUP($S41,#REF!,$C$8+1)/1000)+VLOOKUP($B$6,$A$25:$E$52,5)),VLOOKUP($B$6,$A$25:$E$52,IF($B$8=$A$22,3,2)))","v":{"$error":"#REF!"}}]
["Mn",{"$error":"#N/A"},null,null,null,null,null,17,{"$f":"VLOOKUP($H42,P_All!$A$5:$D$205,3*($C$8-1)+2)","v":226960},{"$f":"VLOOKUP($H42,P_All!$A$5:$D$205,3*($C$8-1)+3)","v":245820},{"$f":"VLOOKUP($H42,P_All!$A$5:$D$205,3*($C$8-1)+4)","v":266610},{"$f":"IF(ISNA(VLOOKUP($B$6,$A$25:$E$51,IF($B$8=$A$22,3,2))),EXP(VLOOKUP($B$6,$A$25:$E$51,4)*LN(VLOOKUP($H42,#REF!,$C$8+1)/1000)+VLOOKUP($B$6,$A$25:$E$51,5)),VLOOKUP($B$6,$A$25:$E$51,IF($B$8=$A$22,3,2)))","v":{"$error":"#REF!"}},17,{"$f":"VLOOKUP($H42,Other_All!$A$5:$D$205,3*($C$8-1)+2)","v":338030},{"$f":"VLOOKUP($H42,Other_All!$A$5:$D$205,3*($C$8-1)+3)","v":367110},{"$f":"VLOOKUP($H42,Other_All!$A$5:$D$205,3*($C$8-1)+4)","v":396270},{"$f":"IF(ISNA(VLOOKUP($B$6,$A$25:$E$51,IF($B$8=$A$22,3,2))),EXP(VLOOKUP($B$6,$A$25:$E$51,4)*LN(VLOOKUP($H42,#REF!,$C$8+1)/1000)+VLOOKUP($B$6,$A$25:$E$51,5)),VLOOKUP($B$6,$A$25:$E$51,IF($B$8=$A$22,3,2)))","v":{"$error":"#REF!"}},null,41.416666666666707,{"$f":"VLOOKUP($S42,P_All!$X$5:$AS$245,3*($C$8-1)+2)","v":16590},{"$f":"VLOOKUP($S42,P_All!$X$5:$AS$245,3*($C$8-1)+3)","v":17471},{"$f":"VLOOKUP($S42,P_All!$X$5:$AS$245,3*($C$8-1)+4)","v":18359},{"$f":"IF(ISNA(VLOOKUP($B$6,$A$25:$E$52,IF($B$8=$A$22,3,2))),EXP(VLOOKUP($B$6,$A$25:$E$52,4)*LN(VLOOKUP($S42,#REF!,$C$8+1)/1000)+VLOOKUP($B$6,$A$25:$E$52,5)),VLOOKUP($B$6,$A$25:$E$52,IF($B$8=$A$22,3,2)))","v":{"$error":"#REF!"}}]
["Na",{"$error":"#N/A"},null,null,null,null,null,18,{"$f":"VLOOKUP($H43,P_All!$A$5:$D$205,3*($C$8-1)+2)","v":229350},{"$f":"VLOOKUP($H43,P_All!$A$5:$D$205,3*($C$8-1)+3)","v":249680},{"$f":"VLOOKUP($H43,P_All!$A$5:$D$205,3*($C$8-1)+4)","v":272170},{"$f":"IF(ISNA(VLOOKUP($B$6,$A$25:$E$51,IF($B$8=$A$22,3,2))),EXP(VLOOKUP($B$6,$A$25:$E$51,4)*LN(VLOOKUP($H43,#REF!,$C$8+1)/1000)+VLOOKUP($B$6,$A$25:$E$51,5)),VLOOKUP($B$6,$A$25:$E$51,IF($B$8=$A$22,3,2)))","v":{"$error":"#REF!"}},18,{"$f":"VLOOKUP($H43,Other_All!$A$5:$D$205,3*($C$8-1)+2)","v":344240},{"$f":"VLOOKUP($H43,Other_All!$A$5:$D$205,3*($C$8-1)+3)","v":377420},{"$f":"VLOOKUP($H43,Other_All!$A$5:$D$205,3*($C$8-1)+4)","v":409780},{"$f":"IF(ISNA(VLOOKUP($B$6,$A$25:$E$51,IF($B$8=$A$22,3,2))),EXP(VLOOKUP($B$6,$A$25:$E$51,4)*LN(VLOOKUP($H43,#REF!,$C$8+1)/1000)+VLOOKUP($B$6,$A$25:$E$51,5)),VLOOKUP($B$6,$A$25:$E$51,IF($B$8=$A$22,3,2)))","v":{"$error":"#REF!"}},null,41.500000000000043,{"$f":"VLOOKUP($S43,P_All!$X$5:$AS$245,3*($C$8-1)+2)","v":16444},{"$f":"VLOOKUP($S43,P_All!$X$5:$AS$245,3*($C$8-1)+3)","v":17331},{"$f":"VLOOKUP($S43,P_All!$X$5:$AS$245,3*($C$8-1)+4)","v":18223},{"$f":"IF(ISNA(VLOOKUP($B$6,$A$25:$E$52,IF($B$8=$A$22,3,2))),EXP(VLOOKUP($B$6,$A$25:$E$52,4)*LN(VLOOKUP($S43,#REF!,$C$8+1)/1000)+VLOOKUP($B$6,$A$25:$E$52,5)),VLOOKUP($B$6,$A$25:$E$52,IF($B$8=$A$22,3,2)))","v":{"$error":"#REF!"}}]
["Ni",{"$error":"#N/A"},null,null,null,null,null,19,{"$f":"VLOOKUP($H44,P_All!$A$5:$D$205,3*($C$8-1)+2)","v":238930},{"$f":"VLOOKUP($H44,P_All!$A$5:$D$205,3*($C$8-1)+3)","v":259730},{"$f":"VLOOKUP($H44,P_All!$A$5:$D$205,3*($C$8-1)+4)","v":283540},{"$f":"IF(ISNA(VLOOKUP($B$6,$A$25:$E$51,IF($B$8=$A$22,3,2))),EXP(VLOOKUP($B$6,$A$25:$E$51,4)*LN(VLOOKUP($H44,#REF!,$C$8+1)/1000)+VLOOKUP($B$6,$A$25:$E$51,5)),VLOOKUP($B$6,$A$25:$E$51,IF($B$8=$A$22,3,2)))","v":{"$error":"#REF!"}},19,{"$f":"VLOOKUP($H44,Other_All!$A$5:$D$205,3*($C$8-1)+2)","v":332960},{"$f":"VLOOKUP($H44,Other_All!$A$5:$D$205,3*($C$8-1)+3)","v":363410},{"$f":"VLOOKUP($H44,Other_All!$A$5:$D$205,3*($C$8-1)+4)","v":401470},{"$f":"IF(ISNA(VLOOKUP($B$6,$A$25:$E$51,IF($B$8=$A$22,3,2))),EXP(VLOOKUP($B$6,$A$25:$E$51,4)*LN(VLOOKUP($H44,#REF!,$C$8+1)/1000)+VLOOKUP($B$6,$A$25:$E$51,5)),VLOOKUP($B$6,$A$25:$E$51,IF($B$8=$A$22,3,2)))","v":{"$error":"#REF!"}},null,41.583333333333378,{"$f":"VLOOKUP($S44,P_All!$X$5:$AS$245,3*($C$8-1)+2)","v":16378},{"$f":"VLOOKUP($S44,P_All!$X$5:$AS$245,3*($C$8-1)+3)","v":17279},{"$f":"VLOOKUP($S44,P_All!$X$5:$AS$245,3*($C$8-1)+4)","v":18214},{"$f":"IF(ISNA(VLOOKUP($B$6,$A$25:$E$52,IF($B$8=$A$22,3,2))),EXP(VLOOKUP($B$6,$A$25:$E$52,4)*LN(VLOOKUP($S44,#REF!,$C$8+1)/1000)+VLOOKUP($B$6,$A$25:$E$52,5)),VLOOKUP($B$6,$A$25:$E$52,IF($B$8=$A$22,3,2)))","v":{"$error":"#REF!"}}]
["Pb",{"$error":"#N/A"},null,null,null,null,null,20,{"$f":"VLOOKUP($H45,P_All!$A$5:$D$205,3*($C$8-1)+2)","v":300680},{"$f":"VLOOKUP($H45,P_All!$A$5:$D$205,3*($C$8-1)+3)","v":330380},{"$f":"VLOOKUP($H45,P_All!$A$5:$D$205,3*($C$8-1)+4)","v":360590},{"$f":"IF(ISNA(VLOOKUP($B$6,$A$25:$E$51,IF($B$8=$A$22,3,2))),EXP(VLOOKUP($B$6,$A$25:$E$51,4)*LN(VLOOKUP($H45,#REF!,$C$8+1)/1000)+VLOOKUP($B$6,$A$25:$E$51,5)),VLOOKUP($B$6,$A$25:$E$51,IF($B$8=$A$22,3,2)))","v":{"$error":"#REF!"}},20,{"$f":"VLOOKUP($H45,Other_All!$A$5:$D$205,3*($C$8-1)+2)","v":420570},{"$f":"VLOOKUP($H45,Other_All!$A$5:$D$205,3*($C$8-1)+3)","v":461210},{"$f":"VLOOKUP($H45,Other_All!$A$5:$D$205,3*($C$8-1)+4)","v":512450},{"$f":"IF(ISNA(VLOOKUP($B$6,$A$25:$E$51,IF($B$8=$A$22,3,2))),EXP(VLOOKUP($B$6,$A$25:$E$51,4)*LN(VLOOKUP($H45,#REF!,$C$8+1)/1000)+VLOOKUP($B$6,$A$25:$E$51,5)),VLOOKUP($B$6,$A$25:$E$51,IF($B$8=$A$22,3,2)))","v":{"$error":"#REF!"}},null,41.666666666666714,{"$f":"VLOOKUP($S45,P_All!$X$5:$AS$245,3*($C$8-1)+2)","v":16317},{"$f":"VLOOKUP($S45,P_All!$X$5:$AS$245,3*($C$8-1)+3)","v":17239},{"$f":"VLOOKUP($S45,P_All!$X$5:$AS$245,3*($C$8-1)+4)","v":18190},{"$f":"IF(ISNA(VLOOKUP($B$6,$A$25:$E$52,IF($B$8=$A$22,3,2))),EXP(VLOOKUP($B$6,$A$25:$E$52,4)*LN(VLOOKUP($S45,#REF!,$C$8+1)/1000)+VLOOKUP($B$6,$A$25:$E$52,5)),VLOOKUP($B$6,$A$25:$E$52,IF($B$8=$A$22,3,2)))","v":{"$error":"#REF!"}}]
["Sb",31,null,null,null,null,null,21,{"$f":"VLOOKUP($H46,P_All!$A$5:$D$205,3*($C$8-1)+2)","v":244360},{"$f":"VLOOKUP($H46,P_All!$A$5:$D$205,3*($C$8-1)+3)","v":274550},{"$f":"VLOOKUP($H46,P_All!$A$5:$D$205,3*($C$8-1)+4)","v":305510},{"$f":"IF(ISNA(VLOOKUP($B$6,$A$25:$E$51,IF($B$8=$A$22,3,2))),EXP(VLOOKUP($B$6,$A$25:$E$51,4)*LN(VLOOKUP($H46,#REF!,$C$8+1)/1000)+VLOOKUP($B$6,$A$25:$E$51,5)),VLOOKUP($B$6,$A$25:$E$51,IF($B$8=$A$22,3,2)))","v":{"$error":"#REF!"}},21,{"$f":"VLOOKUP($H46,Other_All!$A$5:$D$205,3*($C$8-1)+2)","v":331090},{"$f":"VLOOKUP($H46,Other_All!$A$5:$D$205,3*($C$8-1)+3)","v":365710},{"$f":"VLOOKUP($H46,Other_All!$A$5:$D$205,3*($C$8-1)+4)","v":407820},{"$f":"IF(ISNA(VLOOKUP($B$6,$A$25:$E$51,IF($B$8=$A$22,3,2))),EXP(VLOOKUP($B$6,$A$25:$E$51,4)*LN(VLOOKUP($H46,#REF!,$C$8+1)/1000)+VLOOKUP($B$6,$A$25:$E$51,5)),VLOOKUP($B$6,$A$25:$E$51,IF($B$8=$A$22,3,2)))","v":{"$error":"#REF!"}},null,41.75000000000005,{"$f":"VLOOKUP($S46,P_All!$X$5:$AS$245,3*($C$8-1)+2)","v":16216},{"$f":"VLOOKUP($S46,P_All!$X$5:$AS$245,3*($C$8-1)+3)","v":17123},{"$f":"VLOOKUP($S46,P_All!$X$5:$AS$245,3*($C$8-1)+4)","v":18113},{"$f":"IF(ISNA(VLOOKUP($B$6,$A$25:$E$52,IF($B$8=$A$22,3,2))),EXP(VLOOKUP($B$6,$A$25:$E$52,4)*LN(VLOOKUP($S46,#REF!,$C$8+1)/1000)+VLOOKUP($B$6,$A$25:$E$52,5)),VLOOKUP($B$6,$A$25:$E$52,IF($B$8=$A$22,3,2)))","v":{"$error":"#REF!"}}]
["Se",5,null,null,null,null,null,22,{"$f":"VLOOKUP($H47,P_All!$A$5:$D$205,3*($C$8-1)+2)","v":196550},{"$f":"VLOOKUP($H47,P_All!$A$5:$D$205,3*($C$8-1)+3)","v":225890},{"$f":"VLOOKUP($H47,P_All!$A$5:$D$205,3*($C$8-1)+4)","v":254380},{"$f":"IF(ISNA(VLOOKUP($B$6,$A$25:$E$51,IF($B$8=$A$22,3,2))),EXP(VLOOKUP($B$6,$A$25:$E$51,4)*LN(VLOOKUP($H47,#REF!,$C$8+1)/1000)+VLOOKUP($B$6,$A$25:$E$51,5)),VLOOKUP($B$6,$A$25:$E$51,IF($B$8=$A$22,3,2)))","v":{"$error":"#REF!"}},22,{"$f":"VLOOKUP($H47,Other_All!$A$5:$D$205,3*($C$8-1)+2)","v":258270},{"$f":"VLOOKUP($H47,Other_All!$A$5:$D$205,3*($C$8-1)+3)","v":285900},{"$f":"VLOOKUP($H47,Other_All!$A$5:$D$205,3*($C$8-1)+4)","v":317140},{"$f":"IF(ISNA(VLOOKUP($B$6,$A$25:$E$51,IF($B$8=$A$22,3,2))),EXP(VLOOKUP($B$6,$A$25:$E$51,4)*LN(VLOOKUP($H47,#REF!,$C$8+1)/1000)+VLOOKUP($B$6,$A$25:$E$51,5)),VLOOKUP($B$6,$A$25:$E$51,IF($B$8=$A$22,3,2)))","v":{"$error":"#REF!"}},null,41.833333333333385,{"$f":"VLOOKUP($S47,P_All!$X$5:$AS$245,3*($C$8-1)+2)","v":16137},{"$f":"VLOOKUP($S47,P_All!$X$5:$AS$245,3*($C$8-1)+3)","v":17048},{"$f":"VLOOKUP($S47,P_All!$X$5:$AS$245,3*($C$8-1)+4)","v":18037},{"$f":"IF(ISNA(VLOOKUP($B$6,$A$25:$E$52,IF($B$8=$A$22,3,2))),EXP(VLOOKUP($B$6,$A$25:$E$52,4)*LN(VLOOKUP($S47,#REF!,$C$8+1)/1000)+VLOOKUP($B$6,$A$25:$E$52,5)),VLOOKUP($B$6,$A$25:$E$52,IF($B$8=$A$22,3,2)))","v":{"$error":"#REF!"}}]
["SO4",{"$error":"#N/A"},null,null,null,null,null,23,{"$f":"VLOOKUP($H48,P_All!$A$5:$D$205,3*($C$8-1)+2)","v":163450},{"$f":"VLOOKUP($H48,P_All!$A$5:$D$205,3*($C$8-1)+3)","v":189140},{"$f":"VLOOKUP($H48,P_All!$A$5:$D$205,3*($C$8-1)+4)","v":215310},{"$f":"IF(ISNA(VLOOKUP($B$6,$A$25:$E$51,IF($B$8=$A$22,3,2))),EXP(VLOOKUP($B$6,$A$25:$E$51,4)*LN(VLOOKUP($H48,#REF!,$C$8+1)/1000)+VLOOKUP($B$6,$A$25:$E$51,5)),VLOOKUP($B$6,$A$25:$E$51,IF($B$8=$A$22,3,2)))","v":{"$error":"#REF!"}},23,{"$f":"VLOOKUP($H48,Other_All!$A$5:$D$205,3*($C$8-1)+2)","v":203350},{"$f":"VLOOKUP($H48,Other_All!$A$5:$D$205,3*($C$8-1)+3)","v":225670},{"$f":"VLOOKUP($H48,Other_All!$A$5:$D$205,3*($C$8-1)+4)","v":250900},{"$f":"IF(ISNA(VLOOKUP($B$6,$A$25:$E$51,IF($B$8=$A$22,3,2))),EXP(VLOOKUP($B$6,$A$25:$E$51,4)*LN(VLOOKUP($H48,#REF!,$C$8+1)/1000)+VLOOKUP($B$6,$A$25:$E$51,5)),VLOOKUP($B$6,$A$25:$E$51,IF($B$8=$A$22,3,2)))","v":{"$error":"#REF!"}},null,41.916666666666721,{"$f":"VLOOKUP($S48,P_All!$X$5:$AS$245,3*($C$8-1)+2)","v":16105},{"$f":"VLOOKUP($S48,P_All!$X$5:$AS$245,3*($C$8-1)+3)","v":16982},{"$f":"VLOOKUP($S48,P_All!$X$5:$AS$245,3*($C$8-1)+4)","v":17987},{"$f":"IF(ISNA(VLOOKUP($B$6,$A$25:$E$52,IF($B$8=$A$22,3,2))),EXP(VLOOKUP($B$6,$A$25:$E$52,4)*LN(VLOOKUP($S48,#REF!,$C$8+1)/1000)+VLOOKUP($B$6,$A$25:$E$52,5)),VLOOKUP($B$6,$A$25:$E$52,IF($B$8=$A$22,3,2)))","v":{"$error":"#REF!"}}]
["Tl",0.55999999999999994,null,null,null,null,null,24,{"$f":"VLOOKUP($H49,P_All!$A$5:$D$205,3*($C$8-1)+2)","v":139090},{"$f":"VLOOKUP($H49,P_All!$A$5:$D$205,3*($C$8-1)+3)","v":161250},{"$f":"VLOOKUP($H49,P_All!$A$5:$D$205,3*($C$8-1)+4)","v":182970},{"$f":"IF(ISNA(VLOOKUP($B$6,$A$25:$E$51,IF($B$8=$A$22,3,2))),EXP(VLOOKUP($B$6,$A$25:$E$51,4)*LN(VLOOKUP($H49,#REF!,$C$8+1)/1000)+VLOOKUP($B$6,$A$25:$E$51,5)),VLOOKUP($B$6,$A$25:$E$51,IF($B$8=$A$22,3,2)))","v":{"$error":"#REF!"}},24,{"$f":"VLOOKUP($H49,Other_All!$A$5:$D$205,3*($C$8-1)+2)","v":160510},{"$f":"VLOOKUP($H49,Other_All!$A$5:$D$205,3*($C$8-1)+3)","v":177270},{"$f":"VLOOKUP($H49,Other_All!$A$5:$D$205,3*($C$8-1)+4)","v":197370},{"$f":"IF(ISNA(VLOOKUP($B$6,$A$25:$E$51,IF($B$8=$A$22,3,2))),EXP(VLOOKUP($B$6,$A$25:$E$51,4)*LN(VLOOKUP($H49,#REF!,$C$8+1)/1000)+VLOOKUP($B$6,$A$25:$E$51,5)),VLOOKUP($B$6,$A$25:$E$51,IF($B$8=$A$22,3,2)))","v":{"$error":"#REF!"}},null,42.000000000000057,{"$f":"VLOOKUP($S49,P_All!$X$5:$AS$245,3*($C$8-1)+2)","v":16040},{"$f":"VLOOKUP($S49,P_All!$X$5:$AS$245,3*($C$8-1)+3)","v":16893},{"$f":"VLOOKUP($S49,P_All!$X$5:$AS$245,3*($C$8-1)+4)","v":17884},{"$f":"IF(ISNA(VLOOKUP($B$6,$A$25:$E$52,IF($B$8=$A$22,3,2))),EXP(VLOOKUP($B$6,$A$25:$E$52,4)*LN(VLOOKUP($S49,#REF!,$C$8+1)/1000)+VLOOKUP($B$6,$A$25:$E$52,5)),VLOOKUP($B$6,$A$25:$E$52,IF($B$8=$A$22,3,2)))","v":{"$error":"#REF!"}}]
["V",{"$error":"#N/A"},null,null,null,null,null,25,{"$f":"VLOOKUP($H50,P_All!$A$5:$D$205,3*($C$8-1)+2)","v":122610},{"$f":"VLOOKUP($H50,P_All!$A$5:$D$205,3*($C$8-1)+3)","v":141920},{"$f":"VLOOKUP($H50,P_All!$A$5:$D$205,3*($C$8-1)+4)","v":161790},{"$f":"IF(ISNA(VLOOKUP($B$6,$A$25:$E$51,IF($B$8=$A$22,3,2))),EXP(VLOOKUP($B$6,$A$25:$E$51,4)*LN(VLOOKUP($H50,#REF!,$C$8+1)/1000)+VLOOKUP($B$6,$A$25:$E$51,5)),VLOOKUP($B$6,$A$25:$E$51,IF($B$8=$A$22,3,2)))","v":{"$error":"#REF!"}},25,{"$f":"VLOOKUP($H50,Other_All!$A$5:$D$205,3*($C$8-1)+2)","v":127220},{"$f":"VLOOKUP($H50,Other_All!$A$5:$D$205,3*($C$8-1)+3)","v":140900},{"$f":"VLOOKUP($H50,Other_All!$A$5:$D$205,3*($C$8-1)+4)","v":155670},{"$f":"IF(ISNA(VLOOKUP($B$6,$A$25:$E$51,IF($B$8=$A$22,3,2))),EXP(VLOOKUP($B$6,$A$25:$E$51,4)*LN(VLOOKUP($H50,#REF!,$C$8+1)/1000)+VLOOKUP($B$6,$A$25:$E$51,5)),VLOOKUP($B$6,$A$25:$E$51,IF($B$8=$A$22,3,2)))","v":{"$error":"#REF!"}},null,42.083333333333393,{"$f":"VLOOKUP($S50,P_All!$X$5:$AS$245,3*($C$8-1)+2)","v":16014},{"$f":"VLOOKUP($S50,P_All!$X$5:$AS$245,3*($C$8-1)+3)","v":16842},{"$f":"VLOOKUP($S50,P_All!$X$5:$AS$245,3*($C$8-1)+4)","v":17797},{"$f":"IF(ISNA(VLOOKUP($B$6,$A$25:$E$52,IF($B$8=$A$22,3,2))),EXP(VLOOKUP($B$6,$A$25:$E$52,4)*LN(VLOOKUP($S50,#REF!,$C$8+1)/1000)+VLOOKUP($B$6,$A$25:$E$52,5)),VLOOKUP($B$6,$A$25:$E$52,IF($B$8=$A$22,3,2)))","v":{"$error":"#REF!"}}]
["Zn",{"$error":"#N/A"},null,null,null,null,null,26,{"$f":"VLOOKUP($H51,P_All!$A$5:$D$205,3*($C$8-1)+2)","v":110540},{"$f":"VLOOKUP($H51,P_All!$A$5:$D$205,3*($C$8-1)+3)","v":126730},{"$f":"VLOOKUP($H51,P_All!$A$5:$D$205,3*($C$8-1)+4)","v":145080},{"$f":"IF(ISNA(VLOOKUP($B$6,$A$25:$E$51,IF($B$8=$A$22,3,2))),EXP(VLOOKUP($B$6,$A$25:$E$51,4)*LN(VLOOKUP($H51,#REF!,$C$8+1)/1000)+VLOOKUP($B$6,$A$25:$E$51,5)),VLOOKUP($B$6,$A$25:$E$51,IF($B$8=$A$22,3,2)))","v":{"$error":"#REF!"}},26,{"$f":"VLOOKUP($H51,Other_All!$A$5:$D$205,3*($C$8-1)+2)","v":100030},{"$f":"VLOOKUP($H51,Other_All!$A$5:$D$205,3*($C$8-1)+3)","v":111610},{"$f":"VLOOKUP($H51,Other_All!$A$5:$D$205,3*($C$8-1)+4)","v":123840},{"$f":"IF(ISNA(VLOOKUP($B$6,$A$25:$E$51,IF($B$8=$A$22,3,2))),EXP(VLOOKUP($B$6,$A$25:$E$51,4)*LN(VLOOKUP($H51,#REF!,$C$8+1)/1000)+VLOOKUP($B$6,$A$25:$E$51,5)),VLOOKUP($B$6,$A$25:$E$51,IF($B$8=$A$22,3,2)))","v":{"$error":"#REF!"}},null,42.166666666666728,{"$f":"VLOOKUP($S51,P_All!$X$5:$AS$245,3*($C$8-1)+2)","v":16010},{"$f":"VLOOKUP($S51,P_All!$X$5:$AS$245,3*($C$8-1)+3)","v":16805},{"$f":"VLOOKUP($S51,P_All!$X$5:$AS$245,3*($C$8-1)+4)","v":17744},{"$f":"IF(ISNA(VLOOKUP($B$6,$A$25:$E$52,IF($B$8=$A$22,3,2))),EXP(VLOOKUP($B$6,$A$25:$E$52,4)*LN(VLOOKUP($S51,#REF!,$C$8+1)/1000)+VLOOKUP($B$6,$A$25:$E$52,5)),VLOOKUP($B$6,$A$25:$E$52,IF($B$8=$A$22,3,2)))","v":{"$error":"#REF!"}}]
["Hardness",500000,null,null,null,null,null,27,{"$f":"VLOOKUP($H52,P_All!$A$5:$D$205,3*($C$8-1)+2)","v":99395},{"$f":"VLOOKUP($H52,P_All!$A$5:$D$205,3*($C$8-1)+3)","v":112730},{"$f":"VLOOKUP($H52,P_All!$A$5:$D$205,3*($C$8-1)+4)","v":129220},{"$f":"IF(ISNA(VLOOKUP($B$6,$A$25:$E$51,IF($B$8=$A$22,3,2))),EXP(VLOOKUP($B$6,$A$25:$E$51,4)*LN(VLOOKUP($H52,#REF!,$C$8+1)/1000)+VLOOKUP($B$6,$A$25:$E$51,5)),VLOOKUP($B$6,$A$25:$E$51,IF($B$8=$A$22,3,2)))","v":{"$error":"#REF!"}},27,{"$f":"VLOOKUP($H52,Other_All!$A$5:$D$205,3*($C$8-1)+2)","v":79632},{"$f":"VLOOKUP($H52,Other_All!$A$5:$D$205,3*($C$8-1)+3)","v":87811},{"$f":"VLOOKUP($H52,Other_All!$A$5:$D$205,3*($C$8-1)+4)","v":97279},{"$f":"IF(ISNA(VLOOKUP($B$6,$A$25:$E$51,IF($B$8=$A$22,3,2))),EXP(VLOOKUP($B$6,$A$25:$E$51,4)*LN(VLOOKUP($H52,#REF!,$C$8+1)/1000)+VLOOKUP($B$6,$A$25:$E$51,5)),VLOOKUP($B$6,$A$25:$E$51,IF($B$8=$A$22,3,2)))","v":{"$error":"#REF!"}},null,42.250000000000064,{"$f":"VLOOKUP($S52,P_All!$X$5:$AS$245,3*($C$8-1)+2)","v":16071},{"$f":"VLOOKUP($S52,P_All!$X$5:$AS$245,3*($C$8-1)+3)","v":16825},{"$f":"VLOOKUP($S52,P_All!$X$5:$AS$245,3*($C$8-1)+4)","v":17737},{"$f":"IF(ISNA(VLOOKUP($B$6,$A$25:$E$52,IF($B$8=$A$22,3,2))),EXP(VLOOKUP($B$6,$A$25:$E$52,4)*LN(VLOOKUP($S52,#REF!,$C$8+1)/1000)+VLOOKUP($B$6,$A$25:$E$52,5)),VLOOKUP($B$6,$A$25:$E$52,IF($B$8=$A$22,3,2)))","v":{"$error":"#REF!"}}]
[null,null,null,null,null,null,null,28,{"$f":"VLOOKUP($H53,P_All!$A$5:$D$205,3*($C$8-1)+2)","v":84326},{"$f":"VLOOKUP($H53,P_All!$A$5:$D$205,3*($C$8-1)+3)","v":95113},{"$f":"VLOOKUP($H53,P_All!$A$5:$D$205,3*($C$8-1)+4)","v":108260},{"$f":"IF(ISNA(VLOOKUP($B$6,$A$25:$E$51,IF($B$8=$A$22,3,2))),EXP(VLOOKUP($B$6,$A$25:$E$51,4)*LN(VLOOKUP($H53,#REF!,$C$8+1)/1000)+VLOOKUP($B$6,$A$25:$E$51,5)),VLOOKUP($B$6,$A$25:$E$51,IF($B$8=$A$22,3,2)))","v":{"$error":"#REF!"}},28,{"$f":"VLOOKUP($H53,Other_All!$A$5:$D$205,3*($C$8-1)+2)","v":60675},{"$f":"VLOOKUP($H53,Other_All!$A$5:$D$205,3*($C$8-1)+3)","v":66734},{"$f":"VLOOKUP($H53,Other_All!$A$5:$D$205,3*($C$8-1)+4)","v":73869},{"$f":"IF(ISNA(VLOOKUP($B$6,$A$25:$E$51,IF($B$8=$A$22,3,2))),EXP(VLOOKUP($B$6,$A$25:$E$51,4)*LN(VLOOKUP($H53,#REF!,$C$8+1)/1000)+VLOOKUP($B$6,$A$25:$E$51,5)),VLOOKUP($B$6,$A$25:$E$51,IF($B$8=$A$22,3,2)))","v":{"$error":"#REF!"}},null,42.3333333333334,{"$f":"VLOOKUP($S53,P_All!$X$5:$AS$245,3*($C$8-1)+2)","v":16123},{"$f":"VLOOKUP($S53,P_All!$X$5:$AS$245,3*($C$8-1)+3)","v":16876},{"$f":"VLOOKUP($S53,P_All!$X$5:$AS$245,3*($C$8-1)+4)","v":17748},{"$f":"IF(ISNA(VLOOKUP($B$6,$A$25:$E$52,IF($B$8=$A$22,3,2))),EXP(VLOOKUP($B$6,$A$25:$E$52,4)*LN(VLOOKUP($S53,#REF!,$C$8+1)/1000)+VLOOKUP($B$6,$A$25:$E$52,5)),VLOOKUP($B$6,$A$25:$E$52,IF($B$8=$A$22,3,2)))","v":{"$error":"#REF!"}}]
[null,null,null,null,null,null,null,29,{"$f":"VLOOKUP($H54,P_All!$A$5:$D$205,3*($C$8-1)+2)","v":67470},{"$f":"VLOOKUP($H54,P_All!$A$5:$D$205,3*($C$8-1)+3)","v":76217},{"$f":"VLOOKUP($H54,P_All!$A$5:$D$205,3*($C$8-1)+4)","v":85975},{"$f":"IF(ISNA(VLOOKUP($B$6,$A$25:$E$51,IF($B$8=$A$22,3,2))),EXP(VLOOKUP($B$6,$A$25:$E$51,4)*LN(VLOOKUP($H54,#REF!,$C$8+1)/1000)+VLOOKUP($B$6,$A$25:$E$51,5)),VLOOKUP($B$6,$A$25:$E$51,IF($B$8=$A$22,3,2)))","v":{"$error":"#REF!"}},29,{"$f":"VLOOKUP($H54,Other_All!$A$5:$D$205,3*($C$8-1)+2)","v":44615},{"$f":"VLOOKUP($H54,Other_All!$A$5:$D$205,3*($C$8-1)+3)","v":49229},{"$f":"VLOOKUP($H54,Other_All!$A$5:$D$205,3*($C$8-1)+4)","v":54290},{"$f":"IF(ISNA(VLOOKUP($B$6,$A$25:$E$51,IF($B$8=$A$22,3,2))),EXP(VLOOKUP($B$6,$A$25:$E$51,4)*LN(VLOOKUP($H54,#REF!,$C$8+1)/1000)+VLOOKUP($B$6,$A$25:$E$51,5)),VLOOKUP($B$6,$A$25:$E$51,IF($B$8=$A$22,3,2)))","v":{"$error":"#REF!"}},null,42.416666666666735,{"$f":"VLOOKUP($S54,P_All!$X$5:$AS$245,3*($C$8-1)+2)","v":16080},{"$f":"VLOOKUP($S54,P_All!$X$5:$AS$245,3*($C$8-1)+3)","v":16836},{"$f":"VLOOKUP($S54,P_All!$X$5:$AS$245,3*($C$8-1)+4)","v":17694},{"$f":"IF(ISNA(VLOOKUP($B$6,$A$25:$E$52,IF($B$8=$A$22,3,2))),EXP(VLOOKUP($B$6,$A$25:$E$52,4)*LN(VLOOKUP($S54,#REF!,$C$8+1)/1000)+VLOOKUP($B$6,$A$25:$E$52,5)),VLOOKUP($B$6,$A$25:$E$52,IF($B$8=$A$22,3,2)))","v":{"$error":"#REF!"}}]
[null,null,null,null,null,null,null,30,{"$f":"VLOOKUP($H55,P_All!$A$5:$D$205,3*($C$8-1)+2)","v":54108},{"$f":"VLOOKUP($H55,P_All!$A$5:$D$205,3*($C$8-1)+3)","v":60053},{"$f":"VLOOKUP($H55,P_All!$A$5:$D$205,3*($C$8-1)+4)","v":67084},{"$f":"IF(ISNA(VLOOKUP($B$6,$A$25:$E$51,IF($B$8=$A$22,3,2))),EXP(VLOOKUP($B$6,$A$25:$E$51,4)*LN(VLOOKUP($H55,#REF!,$C$8+1)/1000)+VLOOKUP($B$6,$A$25:$E$51,5)),VLOOKUP($B$6,$A$25:$E$51,IF($B$8=$A$22,3,2)))","v":{"$error":"#REF!"}},30,{"$f":"VLOOKUP($H55,Other_All!$A$5:$D$205,3*($C$8-1)+2)","v":32990},{"$f":"VLOOKUP($H55,Other_All!$A$5:$D$205,3*($C$8-1)+3)","v":36036},{"$f":"VLOOKUP($H55,Other_All!$A$5:$D$205,3*($C$8-1)+4)","v":39783},{"$f":"IF(ISNA(VLOOKUP($B$6,$A$25:$E$51,IF($B$8=$A$22,3,2))),EXP(VLOOKUP($B$6,$A$25:$E$51,4)*LN(VLOOKUP($H55,#REF!,$C$8+1)/1000)+VLOOKUP($B$6,$A$25:$E$51,5)),VLOOKUP($B$6,$A$25:$E$51,IF($B$8=$A$22,3,2)))","v":{"$error":"#REF!"}},null,42.500000000000071,{"$f":"VLOOKUP($S55,P_All!$X$5:$AS$245,3*($C$8-1)+2)","v":15949},{"$f":"VLOOKUP($S55,P_All!$X$5:$AS$245,3*($C$8-1)+3)","v":16721},{"$f":"VLOOKUP($S55,P_All!$X$5:$AS$245,3*($C$8-1)+4)","v":17597},{"$f":"IF(ISNA(VLOOKUP($B$6,$A$25:$E$52,IF($B$8=$A$22,3,2))),EXP(VLOOKUP($B$6,$A$25:$E$52,4)*LN(VLOOKUP($S55,#REF!,$C$8+1)/1000)+VLOOKUP($B$6,$A$25:$E$52,5)),VLOOKUP($B$6,$A$25:$E$52,IF($B$8=$A$22,3,2)))","v":{"$error":"#REF!"}}]
[null,null,null,null,null,null,null,31,{"$f":"VLOOKUP($H56,P_All!$A$5:$D$205,3*($C$8-1)+2)","v":44292},{"$f":"VLOOKUP($H56,P_All!$A$5:$D$205,3*($C$8-1)+3)","v":48787},{"$f":"VLOOKUP($H56,P_All!$A$5:$D$205,3*($C$8-1)+4)","v":54194},{"$f":"IF(ISNA(VLOOKUP($B$6,$A$25:$E$51,IF($B$8=$A$22,3,2))),EXP(VLOOKUP($B$6,$A$25:$E$51,4)*LN(VLOOKUP($H56,#REF!,$C$8+1)/1000)+VLOOKUP($B$6,$A$25:$E$51,5)),VLOOKUP($B$6,$A$25:$E$51,IF($B$8=$A$22,3,2)))","v":{"$error":"#REF!"}},31,{"$f":"VLOOKUP($H56,Other_All!$A$5:$D$205,3*($C$8-1)+2)","v":27353},{"$f":"VLOOKUP($H56,Other_All!$A$5:$D$205,3*($C$8-1)+3)","v":30202},{"$f":"VLOOKUP($H56,Other_All!$A$5:$D$205,3*($C$8-1)+4)","v":33638},{"$f":"IF(ISNA(VLOOKUP($B$6,$A$25:$E$51,IF($B$8=$A$22,3,2))),EXP(VLOOKUP($B$6,$A$25:$E$51,4)*LN(VLOOKUP($H56,#REF!,$C$8+1)/1000)+VLOOKUP($B$6,$A$25:$E$51,5)),VLOOKUP($B$6,$A$25:$E$51,IF($B$8=$A$22,3,2)))","v":{"$error":"#REF!"}},null,42.583333333333407,{"$f":"VLOOKUP($S56,P_All!$X$5:$AS$245,3*($C$8-1)+2)","v":15878},{"$f":"VLOOKUP($S56,P_All!$X$5:$AS$245,3*($C$8-1)+3)","v":16679},{"$f":"VLOOKUP($S56,P_All!$X$5:$AS$245,3*($C$8-1)+4)","v":17566},{"$f":"IF(ISNA(VLOOKUP($B$6,$A$25:$E$52,IF($B$8=$A$22,3,2))),EXP(VLOOKUP($B$6,$A$25:$E$52,4)*LN(VLOOKUP($S56,#REF!,$C$8+1)/1000)+VLOOKUP($B$6,$A$25:$E$52,5)),VLOOKUP($B$6,$A$25:$E$52,IF($B$8=$A$22,3,2)))","v":{"$error":"#REF!"}}]
[null,null,null,null,null,null,null,32,{"$f":"VLOOKUP($H57,P_All!$A$5:$D$205,3*($C$8-1)+2)","v":37784},{"$f":"VLOOKUP($H57,P_All!$A$5:$D$205,3*($C$8-1)+3)","v":41387},{"$f":"VLOOKUP($H57,P_All!$A$5:$D$205,3*($C$8-1)+4)","v":45061},{"$f":"IF(ISNA(VLOOKUP($B$6,$A$25:$E$51,IF($B$8=$A$22,3,2))),EXP(VLOOKUP($B$6,$A$25:$E$51,4)*LN(VLOOKUP($H57,#REF!,$C$8+1)/1000)+VLOOKUP($B$6,$A$25:$E$51,5)),VLOOKUP($B$6,$A$25:$E$51,IF($B$8=$A$22,3,2)))","v":{"$error":"#REF!"}},32,{"$f":"VLOOKUP($H57,Other_All!$A$5:$D$205,3*($C$8-1)+2)","v":24638},{"$f":"VLOOKUP($H57,Other_All!$A$5:$D$205,3*($C$8-1)+3)","v":28099},{"$f":"VLOOKUP($H57,Other_All!$A$5:$D$205,3*($C$8-1)+4)","v":32577},{"$f":"IF(ISNA(VLOOKUP($B$6,$A$25:$E$51,IF($B$8=$A$22,3,2))),EXP(VLOOKUP($B$6,$A$25:$E$51,4)*LN(VLOOKUP($H57,#REF!,$C$8+1)/1000)+VLOOKUP($B$6,$A$25:$E$51,5)),VLOOKUP($B$6,$A$25:$E$51,IF($B$8=$A$22,3,2)))","v":{"$error":"#REF!"}},null,42.666666666666742,{"$f":"VLOOKUP($S57,P_All!$X$5:$AS$245,3*($C$8-1)+2)","v":15819},{"$f":"VLOOKUP($S57,P_All!$X$5:$AS$245,3*($C$8-1)+3)","v":16668},{"$f":"VLOOKUP($S57,P_All!$X$5:$AS$245,3*($C$8-1)+4)","v":17558},{"$f":"IF(ISNA(VLOOKUP($B$6,$A$25:$E$52,IF($B$8=$A$22,3,2))),EXP(VLOOKUP($B$6,$A$25:$E$52,4)*LN(VLOOKUP($S57,#REF!,$C$8+1)/1000)+VLOOKUP($B$6,$A$25:$E$52,5)),VLOOKUP($B$6,$A$25:$E$52,IF($B$8=$A$22,3,2)))","v":{"$error":"#REF!"}}]
[null,null,null,null,null,null,null,33,{"$f":"VLOOKUP($H58,P_All!$A$5:$D$205,3*($C$8-1)+2)","v":33388},{"$f":"VLOOKUP($H58,P_All!$A$5:$D$205,3*($C$8-1)+3)","v":35962},{"$f":"VLOOKUP($H58,P_All!$A$5:$D$205,3*($C$8-1)+4)","v":38993},{"$f":"IF(ISNA(VLOOKUP($B$6,$A$25:$E$51,IF($B$8=$A$22,3,2))),EXP(VLOOKUP($B$6,$A$25:$E$51,4)*LN(VLOOKUP($H58,#REF!,$C$8+1)/1000)+VLOOKUP($B$6,$A$25:$E$51,5)),VLOOKUP($B$6,$A$25:$E$51,IF($B$8=$A$22,3,2)))","v":{"$error":"#REF!"}},33,{"$f":"VLOOKUP($H58,Other_All!$A$5:$D$205,3*($C$8-1)+2)","v":23804},{"$f":"VLOOKUP($H58,Other_All!$A$5:$D$205,3*($C$8-1)+3)","v":27307},{"$f":"VLOOKUP($H58,Other_All!$A$5:$D$205,3*($C$8-1)+4)","v":31274},{"$f":"IF(ISNA(VLOOKUP($B$6,$A$25:$E$51,IF($B$8=$A$22,3,2))),EXP(VLOOKUP($B$6,$A$25:$E$51,4)*LN(VLOOKUP($H58,#REF!,$C$8+1)/1000)+VLOOKUP($B$6,$A$25:$E$51,5)),VLOOKUP($B$6,$A$25:$E$51,IF($B$8=$A$22,3,2)))","v":{"$error":"#REF!"}},null,42.750000000000078,{"$f":"VLOOKUP($S58,P_All!$X$5:$AS$245,3*($C$8-1)+2)","v":15694},{"$f":"VLOOKUP($S58,P_All!$X$5:$AS$245,3*($C$8-1)+3)","v":16585},{"$f":"VLOOKUP($S58,P_All!$X$5:$AS$245,3*($C$8-1)+4)","v":17489},{"$f":"IF(ISNA(VLOOKUP($B$6,$A$25:$E$52,IF($B$8=$A$22,3,2))),EXP(VLOOKUP($B$6,$A$25:$E$52,4)*LN(VLOOKUP($S58,#REF!,$C$8+1)/1000)+VLOOKUP($B$6,$A$25:$E$52,5)),VLOOKUP($B$6,$A$25:$E$52,IF($B$8=$A$22,3,2)))","v":{"$error":"#REF!"}}]
[null,null,null,null,null,null,null,34,{"$f":"VLOOKUP($H59,P_All!$A$5:$D$205,3*($C$8-1)+2)","v":30248},{"$f":"VLOOKUP($H59,P_All!$A$5:$D$205,3*($C$8-1)+3)","v":32227},{"$f":"VLOOKUP($H59,P_All!$A$5:$D$205,3*($C$8-1)+4)","v":34755},{"$f":"IF(ISNA(VLOOKUP($B$6,$A$25:$E$51,IF($B$8=$A$22,3,2))),EXP(VLOOKUP($B$6,$A$25:$E$51,4)*LN(VLOOKUP($H59,#REF!,$C$8+1)/1000)+VLOOKUP($B$6,$A$25:$E$51,5)),VLOOKUP($B$6,$A$25:$E$51,IF($B$8=$A$22,3,2)))","v":{"$error":"#REF!"}},34,{"$f":"VLOOKUP($H59,Other_All!$A$5:$D$205,3*($C$8-1)+2)","v":23406},{"$f":"VLOOKUP($H59,Other_All!$A$5:$D$205,3*($C$8-1)+3)","v":26594},{"$f":"VLOOKUP($H59,Other_All!$A$5:$D$205,3*($C$8-1)+4)","v":30240},{"$f":"IF(ISNA(VLOOKUP($B$6,$A$25:$E$51,IF($B$8=$A$22,3,2))),EXP(VLOOKUP($B$6,$A$25:$E$51,4)*LN(VLOOKUP($H59,#REF!,$C$8+1)/1000)+VLOOKUP($B$6,$A$25:$E$51,5)),VLOOKUP($B$6,$A$25:$E$51,IF($B$8=$A$22,3,2)))","v":{"$error":"#REF!"}},null,42.833333333333414,{"$f":"VLOOKUP($S59,P_All!$X$5:$AS$245,3*($C$8-1)+2)","v":15616},{"$f":"VLOOKUP($S59,P_All!$X$5:$AS$245,3*($C$8-1)+3)","v":16512},{"$f":"VLOOKUP($S59,P_All!$X$5:$AS$245,3*($C$8-1)+4)","v":17433},{"$f":"IF(ISNA(VLOOKUP($B$6,$A$25:$E$52,IF($B$8=$A$22,3,2))),EXP(VLOOKUP($B$6,$A$25:$E$52,4)*LN(VLOOKUP($S59,#REF!,$C$8+1)/1000)+VLOOKUP($B$6,$A$25:$E$52,5)),VLOOKUP($B$6,$A$25:$E$52,IF($B$8=$A$22,3,2)))","v":{"$error":"#REF!"}}]
[null,null,null,null,null,null,null,35,{"$f":"VLOOKUP($H60,P_All!$A$5:$D$205,3*($C$8-1)+2)","v":27153},{"$f":"VLOOKUP($H60,P_All!$A$5:$D$205,3*($C$8-1)+3)","v":28818},{"$f":"VLOOKUP($H60,P_All!$A$5:$D$205,3*($C$8-1)+4)","v":31002},{"$f":"IF(ISNA(VLOOKUP($B$6,$A$25:$E$51,IF($B$8=$A$22,3,2))),EXP(VLOOKUP($B$6,$A$25:$E$51,4)*LN(VLOOKUP($H60,#REF!,$C$8+1)/1000)+VLOOKUP($B$6,$A$25:$E$51,5)),VLOOKUP($B$6,$A$25:$E$51,IF($B$8=$A$22,3,2)))","v":{"$error":"#REF!"}},35,{"$f":"VLOOKUP($H60,Other_All!$A$5:$D$205,3*($C$8-1)+2)","v":22879},{"$f":"VLOOKUP($H60,Other_All!$A$5:$D$205,3*($C$8-1)+3)","v":25950},{"$f":"VLOOKUP($H60,Other_All!$A$5:$D$205,3*($C$8-1)+4)","v":29473},{"$f":"IF(ISNA(VLOOKUP($B$6,$A$25:$E$51,IF($B$8=$A$22,3,2))),EXP(VLOOKUP($B$6,$A$25:$E$51,4)*LN(VLOOKUP($H60,#REF!,$C$8+1)/1000)+VLOOKUP($B$6,$A$25:$E$51,5)),VLOOKUP($B$6,$A$25:$E$51,IF($B$8=$A$22,3,2)))","v":{"$error":"#REF!"}},null,42.91666666666675,{"$f":"VLOOKUP($S60,P_All!$X$5:$AS$245,3*($C$8-1)+2)","v":15568},{"$f":"VLOOKUP($S60,P_All!$X$5:$AS$245,3*($C$8-1)+3)","v":16474},{"$f":"VLOOKUP($S60,P_All!$X$5:$AS$245,3*($C$8-1)+4)","v":17365},{"$f":"IF(ISNA(VLOOKUP($B$6,$A$25:$E$52,IF($B$8=$A$22,3,2))),EXP(VLOOKUP($B$6,$A$25:$E$52,4)*LN(VLOOKUP($S60,#REF!,$C$8+1)/1000)+VLOOKUP($B$6,$A$25:$E$52,5)),VLOOKUP($B$6,$A$25:$E$52,IF($B$8=$A$22,3,2)))","v":{"$error":"#REF!"}}]
[null,null,null,null,null,null,null,36,{"$f":"VLOOKUP($H61,P_All!$A$5:$D$205,3*($C$8-1)+2)","v":24132},{"$f":"VLOOKUP($H61,P_All!$A$5:$D$205,3*($C$8-1)+3)","v":25653},{"$f":"VLOOKUP($H61,P_All!$A$5:$D$205,3*($C$8-1)+4)","v":27388},{"$f":"IF(ISNA(VLOOKUP($B$6,$A$25:$E$51,IF($B$8=$A$22,3,2))),EXP(VLOOKUP($B$6,$A$25:$E$51,4)*LN(VLOOKUP($H61,#REF!,$C$8+1)/1000)+VLOOKUP($B$6,$A$25:$E$51,5)),VLOOKUP($B$6,$A$25:$E$51,IF($B$8=$A$22,3,2)))","v":{"$error":"#REF!"}},36,{"$f":"VLOOKUP($H61,Other_All!$A$5:$D$205,3*($C$8-1)+2)","v":21993},{"$f":"VLOOKUP($H61,Other_All!$A$5:$D$205,3*($C$8-1)+3)","v":25295},{"$f":"VLOOKUP($H61,Other_All!$A$5:$D$205,3*($C$8-1)+4)","v":28820},{"$f":"IF(ISNA(VLOOKUP($B$6,$A$25:$E$51,IF($B$8=$A$22,3,2))),EXP(VLOOKUP($B$6,$A$25:$E$51,4)*LN(VLOOKUP($H61,#REF!,$C$8+1)/1000)+VLOOKUP($B$6,$A$25:$E$51,5)),VLOOKUP($B$6,$A$25:$E$51,IF($B$8=$A$22,3,2)))","v":{"$error":"#REF!"}},null,43.000000000000085,{"$f":"VLOOKUP($S61,P_All!$X$5:$AS$245,3*($C$8-1)+2)","v":15530},{"$f":"VLOOKUP($S61,P_All!$X$5:$AS$245,3*($C$8-1)+3)","v":16411},{"$f":"VLOOKUP($S61,P_All!$X$5:$AS$245,3*($C$8-1)+4)","v":17290},{"$f":"IF(ISNA(VLOOKUP($B$6,$A$25:$E$52,IF($B$8=$A$22,3,2))),EXP(VLOOKUP($B$6,$A$25:$E$52,4)*LN(VLOOKUP($S61,#REF!,$C$8+1)/1000)+VLOOKUP($B$6,$A$25:$E$52,5)),VLOOKUP($B$6,$A$25:$E$52,IF($B$8=$A$22,3,2)))","v":{"$error":"#REF!"}}]
[null,null,null,null,null,null,null,37,{"$f":"VLOOKUP($H62,P_All!$A$5:$D$205,3*($C$8-1)+2)","v":21626},{"$f":"VLOOKUP($H62,P_All!$A$5:$D$205,3*($C$8-1)+3)","v":22902},{"$f":"VLOOKUP($H62,P_All!$A$5:$D$205,3*($C$8-1)+4)","v":24292},{"$f":"IF(ISNA(VLOOKUP($B$6,$A$25:$E$51,IF($B$8=$A$22,3,2))),EXP(VLOOKUP($B$6,$A$25:$E$51,4)*LN(VLOOKUP($H62,#REF!,$C$8+1)/1000)+VLOOKUP($B$6,$A$25:$E$51,5)),VLOOKUP($B$6,$A$25:$E$51,IF($B$8=$A$22,3,2)))","v":{"$error":"#REF!"}},37,{"$f":"VLOOKUP($H62,Other_All!$A$5:$D$205,3*($C$8-1)+2)","v":21608},{"$f":"VLOOKUP($H62,Other_All!$A$5:$D$205,3*($C$8-1)+3)","v":24669},{"$f":"VLOOKUP($H62,Other_All!$A$5:$D$205,3*($C$8-1)+4)","v":28325},{"$f":"IF(ISNA(VLOOKUP($B$6,$A$25:$E$51,IF($B$8=$A$22,3,2))),EXP(VLOOKUP($B$6,$A$25:$E$51,4)*LN(VLOOKUP($H62,#REF!,$C$8+1)/1000)+VLOOKUP($B$6,$A$25:$E$51,5)),VLOOKUP($B$6,$A$25:$E$51,IF($B$8=$A$22,3,2)))","v":{"$error":"#REF!"}},null,43.083333333333421,{"$f":"VLOOKUP($S62,P_All!$X$5:$AS$245,3*($C$8-1)+2)","v":15507},{"$f":"VLOOKUP($S62,P_All!$X$5:$AS$245,3*($C$8-1)+3)","v":16358},{"$f":"VLOOKUP($S62,P_All!$X$5:$AS$245,3*($C$8-1)+4)","v":17214},{"$f":"IF(ISNA(VLOOKUP($B$6,$A$25:$E$52,IF($B$8=$A$22,3,2))),EXP(VLOOKUP($B$6,$A$25:$E$52,4)*LN(VLOOKUP($S62,#REF!,$C$8+1)/1000)+VLOOKUP($B$6,$A$25:$E$52,5)),VLOOKUP($B$6,$A$25:$E$52,IF($B$8=$A$22,3,2)))","v":{"$error":"#REF!"}}]
[null,null,null,null,null,null,null,38,{"$f":"VLOOKUP($H63,P_All!$A$5:$D$205,3*($C$8-1)+2)","v":19748},{"$f":"VLOOKUP($H63,P_All!$A$5:$D$205,3*($C$8-1)+3)","v":20901},{"$f":"VLOOKUP($H63,P_All!$A$5:$D$205,3*($C$8-1)+4)","v":22221},{"$f":"IF(ISNA(VLOOKUP($B$6,$A$25:$E$51,IF($B$8=$A$22,3,2))),EXP(VLOOKUP($B$6,$A$25:$E$51,4)*LN(VLOOKUP($H63,#REF!,$C$8+1)/1000)+VLOOKUP($B$6,$A$25:$E$51,5)),VLOOKUP($B$6,$A$25:$E$51,IF($B$8=$A$22,3,2)))","v":{"$error":"#REF!"}},38,{"$f":"VLOOKUP($H63,Other_All!$A$5:$D$205,3*($C$8-1)+2)","v":21097},{"$f":"VLOOKUP($H63,Other_All!$A$5:$D$205,3*($C$8-1)+3)","v":24222},{"$f":"VLOOKUP($H63,Other_All!$A$5:$D$205,3*($C$8-1)+4)","v":27378},{"$f":"IF(ISNA(VLOOKUP($B$6,$A$25:$E$51,IF($B$8=$A$22,3,2))),EXP(VLOOKUP($B$6,$A$25:$E$51,4)*LN(VLOOKUP($H63,#REF!,$C$8+1)/1000)+VLOOKUP($B$6,$A$25:$E$51,5)),VLOOKUP($B$6,$A$25:$E$51,IF($B$8=$A$22,3,2)))","v":{"$error":"#REF!"}},null,43.166666666666757,{"$f":"VLOOKUP($S63,P_All!$X$5:$AS$245,3*($C$8-1)+2)","v":15510},{"$f":"VLOOKUP($S63,P_All!$X$5:$AS$245,3*($C$8-1)+3)","v":16323},{"$f":"VLOOKUP($S63,P_All!$X$5:$AS$245,3*($C$8-1)+4)","v":17176},{"$f":"IF(ISNA(VLOOKUP($B$6,$A$25:$E$52,IF($B$8=$A$22,3,2))),EXP(VLOOKUP($B$6,$A$25:$E$52,4)*LN(VLOOKUP($S63,#REF!,$C$8+1)/1000)+VLOOKUP($B$6,$A$25:$E$52,5)),VLOOKUP($B$6,$A$25:$E$52,IF($B$8=$A$22,3,2)))","v":{"$error":"#REF!"}}]
[null,null,null,null,null,null,null,39,{"$f":"VLOOKUP($H64,P_All!$A$5:$D$205,3*($C$8-1)+2)","v":18478},{"$f":"VLOOKUP($H64,P_All!$A$5:$D$205,3*($C$8-1)+3)","v":19513},{"$f":"VLOOKUP($H64,P_All!$A$5:$D$205,3*($C$8-1)+4)","v":20672},{"$f":"IF(ISNA(VLOOKUP($B$6,$A$25:$E$51,IF($B$8=$A$22,3,2))),EXP(VLOOKUP($B$6,$A$25:$E$51,4)*LN(VLOOKUP($H64,#REF!,$C$8+1)/1000)+VLOOKUP($B$6,$A$25:$E$51,5)),VLOOKUP($B$6,$A$25:$E$51,IF($B$8=$A$22,3,2)))","v":{"$error":"#REF!"}},39,{"$f":"VLOOKUP($H64,Other_All!$A$5:$D$205,3*($C$8-1)+2)","v":20608},{"$f":"VLOOKUP($H64,Other_All!$A$5:$D$205,3*($C$8-1)+3)","v":23725},{"$f":"VLOOKUP($H64,Other_All!$A$5:$D$205,3*($C$8-1)+4)","v":27139},{"$f":"IF(ISNA(VLOOKUP($B$6,$A$25:$E$51,IF($B$8=$A$22,3,2))),EXP(VLOOKUP($B$6,$A$25:$E$51,4)*LN(VLOOKUP($H64,#REF!,$C$8+1)/1000)+VLOOKUP($B$6,$A$25:$E$51,5)),VLOOKUP($B$6,$A$25:$E$51,IF($B$8=$A$22,3,2)))","v":{"$error":"#REF!"}},null,43.250000000000092,{"$f":"VLOOKUP($S64,P_All!$X$5:$AS$245,3*($C$8-1)+2)","v":15553},{"$f":"VLOOKUP($S64,P_All!$X$5:$AS$245,3*($C$8-1)+3)","v":16335},{"$f":"VLOOKUP($S64,P_All!$X$5:$AS$245,3*($C$8-1)+4)","v":17187},{"$f":"IF(ISNA(VLOOKUP($B$6,$A$25:$E$52,IF($B$8=$A$22,3,2))),EXP(VLOOKUP($B$6,$A$25:$E$52,4)*LN(VLOOKUP($S64,#REF!,$C$8+1)/1000)+VLOOKUP($B$6,$A$25:$E$52,5)),VLOOKUP($B$6,$A$25:$E$52,IF($B$8=$A$22,3,2)))","v":{"$error":"#REF!"}}]
[null,null,null,null,null,null,null,40,{"$f":"VLOOKUP($H65,P_All!$A$5:$D$205,3*($C$8-1)+2)","v":17516},{"$f":"VLOOKUP($H65,P_All!$A$5:$D$205,3*($C$8-1)+3)","v":18592},{"$f":"VLOOKUP($H65,P_All!$A$5:$D$205,3*($C$8-1)+4)","v":19604},{"$f":"IF(ISNA(VLOOKUP($B$6,$A$25:$E$51,IF($B$8=$A$22,3,2))),EXP(VLOOKUP($B$6,$A$25:$E$51,4)*LN(VLOOKUP($H65,#REF!,$C$8+1)/1000)+VLOOKUP($B$6,$A$25:$E$51,5)),VLOOKUP($B$6,$A$25:$E$51,IF($B$8=$A$22,3,2)))","v":{"$error":"#REF!"}},40,{"$f":"VLOOKUP($H65,Other_All!$A$5:$D$205,3*($C$8-1)+2)","v":20122},{"$f":"VLOOKUP($H65,Other_All!$A$5:$D$205,3*($C$8-1)+3)","v":23276},{"$f":"VLOOKUP($H65,Other_All!$A$5:$D$205,3*($C$8-1)+4)","v":26771},{"$f":"IF(ISNA(VLOOKUP($B$6,$A$25:$E$51,IF($B$8=$A$22,3,2))),EXP(VLOOKUP($B$6,$A$25:$E$51,4)*LN(VLOOKUP($H65,#REF!,$C$8+1)/1000)+VLOOKUP($B$6,$A$25:$E$51,5)),VLOOKUP($B$6,$A$25:$E$51,IF($B$8=$A$22,3,2)))","v":{"$error":"#REF!"}},null,43.333333333333428,{"$f":"VLOOKUP($S65,P_All!$X$5:$AS$245,3*($C$8-1)+2)","v":15605},{"$f":"VLOOKUP($S65,P_All!$X$5:$AS$245,3*($C$8-1)+3)","v":16407},{"$f":"VLOOKUP($S65,P_All!$X$5:$AS$245,3*($C$8-1)+4)","v":17232},{"$f":"IF(ISNA(VLOOKUP($B$6,$A$25:$E$52,IF($B$8=$A$22,3,2))),EXP(VLOOKUP($B$6,$A$25:$E$52,4)*LN(VLOOKUP($S65,#REF!,$C$8+1)/1000)+VLOOKUP($B$6,$A$25:$E$52,5)),VLOOKUP($B$6,$A$25:$E$52,IF($B$8=$A$22,3,2)))","v":{"$error":"#REF!"}}]
[null,null,null,null,null,null,null,41,{"$f":"VLOOKUP($H66,P_All!$A$5:$D$205,3*($C$8-1)+2)","v":16651},{"$f":"VLOOKUP($H66,P_All!$A$5:$D$205,3*($C$8-1)+3)","v":17665},{"$f":"VLOOKUP($H66,P_All!$A$5:$D$205,3*($C$8-1)+4)","v":18560},{"$f":"IF(ISNA(VLOOKUP($B$6,$A$25:$E$51,IF($B$8=$A$22,3,2))),EXP(VLOOKUP($B$6,$A$25:$E$51,4)*LN(VLOOKUP($H66,#REF!,$C$8+1)/1000)+VLOOKUP($B$6,$A$25:$E$51,5)),VLOOKUP($B$6,$A$25:$E$51,IF($B$8=$A$22,3,2)))","v":{"$error":"#REF!"}},41,{"$f":"VLOOKUP($H66,Other_All!$A$5:$D$205,3*($C$8-1)+2)","v":19739},{"$f":"VLOOKUP($H66,Other_All!$A$5:$D$205,3*($C$8-1)+3)","v":22825},{"$f":"VLOOKUP($H66,Other_All!$A$5:$D$205,3*($C$8-1)+4)","v":26135},{"$f":"IF(ISNA(VLOOKUP($B$6,$A$25:$E$51,IF($B$8=$A$22,3,2))),EXP(VLOOKUP($B$6,$A$25:$E$51,4)*LN(VLOOKUP($H66,#REF!,$C$8+1)/1000)+VLOOKUP($B$6,$A$25:$E$51,5)),VLOOKUP($B$6,$A$25:$E$51,IF($B$8=$A$22,3,2)))","v":{"$error":"#REF!"}},null,43.416666666666764,{"$f":"VLOOKUP($S66,P_All!$X$5:$AS$245,3*($C$8-1)+2)","v":15586},{"$f":"VLOOKUP($S66,P_All!$X$5:$AS$245,3*($C$8-1)+3)","v":16378},{"$f":"VLOOKUP($S66,P_All!$X$5:$AS$245,3*($C$8-1)+4)","v":17226},{"$f":"IF(ISNA(VLOOKUP($B$6,$A$25:$E$52,IF($B$8=$A$22,3,2))),EXP(VLOOKUP($B$6,$A$25:$E$52,4)*LN(VLOOKUP($S66,#REF!,$C$8+1)/1000)+VLOOKUP($B$6,$A$25:$E$52,5)),VLOOKUP($B$6,$A$25:$E$52,IF($B$8=$A$22,3,2)))","v":{"$error":"#REF!"}}]
[null,null,null,null,null,null,null,42,{"$f":"VLOOKUP($H67,P_All!$A$5:$D$205,3*($C$8-1)+2)","v":16123},{"$f":"VLOOKUP($H67,P_All!$A$5:$D$205,3*($C$8-1)+3)","v":16893},{"$f":"VLOOKUP($H67,P_All!$A$5:$D$205,3*($C$8-1)+4)","v":17884},{"$f":"IF(ISNA(VLOOKUP($B$6,$A$25:$E$51,IF($B$8=$A$22,3,2))),EXP(VLOOKUP($B$6,$A$25:$E$51,4)*LN(VLOOKUP($H67,#REF!,$C$8+1)/1000)+VLOOKUP($B$6,$A$25:$E$51,5)),VLOOKUP($B$6,$A$25:$E$51,IF($B$8=$A$22,3,2)))","v":{"$error":"#REF!"}},42,{"$f":"VLOOKUP($H67,Other_All!$A$5:$D$205,3*($C$8-1)+2)","v":19505},{"$f":"VLOOKUP($H67,Other_All!$A$5:$D$205,3*($C$8-1)+3)","v":22281},{"$f":"VLOOKUP($H67,Other_All!$A$5:$D$205,3*($C$8-1)+4)","v":25675},{"$f":"IF(ISNA(VLOOKUP($B$6,$A$25:$E$51,IF($B$8=$A$22,3,2))),EXP(VLOOKUP($B$6,$A$25:$E$51,4)*LN(VLOOKUP($H67,#REF!,$C$8+1)/1000)+VLOOKUP($B$6,$A$25:$E$51,5)),VLOOKUP($B$6,$A$25:$E$51,IF($B$8=$A$22,3,2)))","v":{"$error":"#REF!"}},null,43.500000000000099,{"$f":"VLOOKUP($S67,P_All!$X$5:$AS$245,3*($C$8-1)+2)","v":15464},{"$f":"VLOOKUP($S67,P_All!$X$5:$AS$245,3*($C$8-1)+3)","v":16270},{"$f":"VLOOKUP($S67,P_All!$X$5:$AS$245,3*($C$8-1)+4)","v":17093},{"$f":"IF(ISNA(VLOOKUP($B$6,$A$25:$E$52,IF($B$8=$A$22,3,2))),EXP(VLOOKUP($B$6,$A$25:$E$52,4)*LN(VLOOKUP($S67,#REF!,$C$8+1)/1000)+VLOOKUP($B$6,$A$25:$E$52,5)),VLOOKUP($B$6,$A$25:$E$52,IF($B$8=$A$22,3,2)))","v":{"$error":"#REF!"}}]
[null,null,null,null,null,null,null,43,{"$f":"VLOOKUP($H68,P_All!$A$5:$D$205,3*($C$8-1)+2)","v":15605},{"$f":"VLOOKUP($H68,P_All!$A$5:$D$205,3*($C$8-1)+3)","v":16411},{"$f":"VLOOKUP($H68,P_All!$A$5:$D$205,3*($C$8-1)+4)","v":17290},{"$f":"IF(ISNA(VLOOKUP($B$6,$A$25:$E$51,IF($B$8=$A$22,3,2))),EXP(VLOOKUP($B$6,$A$25:$E$51,4)*LN(VLOOKUP($H68,#REF!,$C$8+1)/1000)+VLOOKUP($B$6,$A$25:$E$51,5)),VLOOKUP($B$6,$A$25:$E$51,IF($B$8=$A$22,3,2)))","v":{"$error":"#REF!"}},43,{"$f":"VLOOKUP($H68,Other_All!$A$5:$D$205,3*($C$8-1)+2)","v":19231},{"$f":"VLOOKUP($H68,Other_All!$A$5:$D$205,3*($C$8-1)+3)","v":21884},{"$f":"VLOOKUP($H68,Other_All!$A$5:$D$205,3*($C$8-1)+4)","v":25306},{"$f":"IF(ISNA(VLOOKUP($B$6,$A$25:$E$51,IF($B$8=$A$22,3,2))),EXP(VLOOKUP($B$6,$A$25:$E$51,4)*LN(VLOOKUP($H68,#REF!,$C$8+1)/1000)+VLOOKUP($B$6,$A$25:$E$51,5)),VLOOKUP($B$6,$A$25:$E$51,IF($B$8=$A$22,3,2)))","v":{"$error":"#REF!"}},null,43.583333333333435,{"$f":"VLOOKUP($S68,P_All!$X$5:$AS$245,3*($C$8-1)+2)","v":15388},{"$f":"VLOOKUP($S68,P_All!$X$5:$AS$245,3*($C$8-1)+3)","v":16228},{"$f":"VLOOKUP($S68,P_All!$X$5:$AS$245,3*($C$8-1)+4)","v":17070},{"$f":"IF(ISNA(VLOOKUP($B$6,$A$25:$E$52,IF($B$8=$A$22,3,2))),EXP(VLOOKUP($B$6,$A$25:$E$52,4)*LN(VLOOKUP($S68,#REF!,$C$8+1)/1000)+VLOOKUP($B$6,$A$25:$E$52,5)),VLOOKUP($B$6,$A$25:$E$52,IF($B$8=$A$22,3,2)))","v":{"$error":"#REF!"}}]
[null,null,null,null,null,null,null,44,{"$f":"VLOOKUP($H69,P_All!$A$5:$D$205,3*($C$8-1)+2)","v":15165},{"$f":"VLOOKUP($H69,P_All!$A$5:$D$205,3*($C$8-1)+3)","v":15996},{"$f":"VLOOKUP($H69,P_All!$A$5:$D$205,3*($C$8-1)+4)","v":16767},{"$f":"IF(ISNA(VLOOKUP($B$6,$A$25:$E$51,IF($B$8=$A$22,3,2))),EXP(VLOOKUP($B$6,$A$25:$E$51,4)*LN(VLOOKUP($H69,#REF!,$C$8+1)/1000)+VLOOKUP($B$6,$A$25:$E$51,5)),VLOOKUP($B$6,$A$25:$E$51,IF($B$8=$A$22,3,2)))","v":{"$error":"#REF!"}},44,{"$f":"VLOOKUP($H69,Other_All!$A$5:$D$205,3*($C$8-1)+2)","v":18902},{"$f":"VLOOKUP($H69,Other_All!$A$5:$D$205,3*($C$8-1)+3)","v":21564},{"$f":"VLOOKUP($H69,Other_All!$A$5:$D$205,3*($C$8-1)+4)","v":24595},{"$f":"IF(ISNA(VLOOKUP($B$6,$A$25:$E$51,IF($B$8=$A$22,3,2))),EXP(VLOOKUP($B$6,$A$25:$E$51,4)*LN(VLOOKUP($H69,#REF!,$C$8+1)/1000)+VLOOKUP($B$6,$A$25:$E$51,5)),VLOOKUP($B$6,$A$25:$E$51,IF($B$8=$A$22,3,2)))","v":{"$error":"#REF!"}},null,43.666666666666771,{"$f":"VLOOKUP($S69,P_All!$X$5:$AS$245,3*($C$8-1)+2)","v":15341},{"$f":"VLOOKUP($S69,P_All!$X$5:$AS$245,3*($C$8-1)+3)","v":16199},{"$f":"VLOOKUP($S69,P_All!$X$5:$AS$245,3*($C$8-1)+4)","v":17046},{"$f":"IF(ISNA(VLOOKUP($B$6,$A$25:$E$52,IF($B$8=$A$22,3,2))),EXP(VLOOKUP($B$6,$A$25:$E$52,4)*LN(VLOOKUP($S69,#REF!,$C$8+1)/1000)+VLOOKUP($B$6,$A$25:$E$52,5)),VLOOKUP($B$6,$A$25:$E$52,IF($B$8=$A$22,3,2)))","v":{"$error":"#REF!"}}]
[null,null,null,null,null,null,null,45,{"$f":"VLOOKUP($H70,P_All!$A$5:$D$205,3*($C$8-1)+2)","v":14857},{"$f":"VLOOKUP($H70,P_All!$A$5:$D$205,3*($C$8-1)+3)","v":15621},{"$f":"VLOOKUP($H70,P_All!$A$5:$D$205,3*($C$8-1)+4)","v":16459},{"$f":"IF(ISNA(VLOOKUP($B$6,$A$25:$E$51,IF($B$8=$A$22,3,2))),EXP(VLOOKUP($B$6,$A$25:$E$51,4)*LN(VLOOKUP($H70,#REF!,$C$8+1)/1000)+VLOOKUP($B$6,$A$25:$E$51,5)),VLOOKUP($B$6,$A$25:$E$51,IF($B$8=$A$22,3,2)))","v":{"$error":"#REF!"}},45,{"$f":"VLOOKUP($H70,Other_All!$A$5:$D$205,3*($C$8-1)+2)","v":18624},{"$f":"VLOOKUP($H70,Other_All!$A$5:$D$205,3*($C$8-1)+3)","v":21224},{"$f":"VLOOKUP($H70,Other_All!$A$5:$D$205,3*($C$8-1)+4)","v":24258},{"$f":"IF(ISNA(VLOOKUP($B$6,$A$25:$E$51,IF($B$8=$A$22,3,2))),EXP(VLOOKUP($B$6,$A$25:$E$51,4)*LN(VLOOKUP($H70,#REF!,$C$8+1)/1000)+VLOOKUP($B$6,$A$25:$E$51,5)),VLOOKUP($B$6,$A$25:$E$51,IF($B$8=$A$22,3,2)))","v":{"$error":"#REF!"}},null,43.750000000000107,{"$f":"VLOOKUP($S70,P_All!$X$5:$AS$245,3*($C$8-1)+2)","v":15189},{"$f":"VLOOKUP($S70,P_All!$X$5:$AS$245,3*($C$8-1)+3)","v":16101},{"$f":"VLOOKUP($S70,P_All!$X$5:$AS$245,3*($C$8-1)+4)","v":16962},{"$f":"IF(ISNA(VLOOKUP($B$6,$A$25:$E$52,IF($B$8=$A$22,3,2))),EXP(VLOOKUP($B$6,$A$25:$E$52,4)*LN(VLOOKUP($S70,#REF!,$C$8+1)/1000)+VLOOKUP($B$6,$A$25:$E$52,5)),VLOOKUP($B$6,$A$25:$E$52,IF($B$8=$A$22,3,2)))","v":{"$error":"#REF!"}}]
[null,null,null,null,null,null,null,46,{"$f":"VLOOKUP($H71,P_All!$A$5:$D$205,3*($C$8-1)+2)","v":14568},{"$f":"VLOOKUP($H71,P_All!$A$5:$D$205,3*($C$8-1)+3)","v":15291},{"$f":"VLOOKUP($H71,P_All!$A$5:$D$205,3*($C$8-1)+4)","v":16195},{"$f":"IF(ISNA(VLOOKUP($B$6,$A$25:$E$51,IF($B$8=$A$22,3,2))),EXP(VLOOKUP($B$6,$A$25:$E$51,4)*LN(VLOOKUP($H71,#REF!,$C$8+1)/1000)+VLOOKUP($B$6,$A$25:$E$51,5)),VLOOKUP($B$6,$A$25:$E$51,IF($B$8=$A$22,3,2)))","v":{"$error":"#REF!"}},46,{"$f":"VLOOKUP($H71,Other_All!$A$5:$D$205,3*($C$8-1)+2)","v":18443},{"$f":"VLOOKUP($H71,Other_All!$A$5:$D$205,3*($C$8-1)+3)","v":20998},{"$f":"VLOOKUP($H71,Other_All!$A$5:$D$205,3*($C$8-1)+4)","v":23906},{"$f":"IF(ISNA(VLOOKUP($B$6,$A$25:$E$51,IF($B$8=$A$22,3,2))),EXP(VLOOKUP($B$6,$A$25:$E$51,4)*LN(VLOOKUP($H71,#REF!,$C$8+1)/1000)+VLOOKUP($B$6,$A$25:$E$51,5)),VLOOKUP($B$6,$A$25:$E$51,IF($B$8=$A$22,3,2)))","v":{"$error":"#REF!"}},null,43.833333333333442,{"$f":"VLOOKUP($S71,P_All!$X$5:$AS$245,3*($C$8-1)+2)","v":15121},{"$f":"VLOOKUP($S71,P_All!$X$5:$AS$245,3*($C$8-1)+3)","v":16051},{"$f":"VLOOKUP($S71,P_All!$X$5:$AS$245,3*($C$8-1)+4)","v":16926},{"$f":"IF(ISNA(VLOOKUP($B$6,$A$25:$E$52,IF($B$8=$A$22,3,2))),EXP(VLOOKUP($B$6,$A$25:$E$52,4)*LN(VLOOKUP($S71,#REF!,$C$8+1)/1000)+VLOOKUP($B$6,$A$25:$E$52,5)),VLOOKUP($B$6,$A$25:$E$52,IF($B$8=$A$22,3,2)))","v":{"$error":"#REF!"}}]
[null,null,null,null,null,null,null,47,{"$f":"VLOOKUP($H72,P_All!$A$5:$D$205,3*($C$8-1)+2)","v":14283},{"$f":"VLOOKUP($H72,P_All!$A$5:$D$205,3*($C$8-1)+3)","v":14986},{"$f":"VLOOKUP($H72,P_All!$A$5:$D$205,3*($C$8-1)+4)","v":16046},{"$f":"IF(ISNA(VLOOKUP($B$6,$A$25:$E$51,IF($B$8=$A$22,3,2))),EXP(VLOOKUP($B$6,$A$25:$E$51,4)*LN(VLOOKUP($H72,#REF!,$C$8+1)/1000)+VLOOKUP($B$6,$A$25:$E$51,5)),VLOOKUP($B$6,$A$25:$E$51,IF($B$8=$A$22,3,2)))","v":{"$error":"#REF!"}},47,{"$f":"VLOOKUP($H72,Other_All!$A$5:$D$205,3*($C$8-1)+2)","v":18216},{"$f":"VLOOKUP($H72,Other_All!$A$5:$D$205,3*($C$8-1)+3)","v":20781},{"$f":"VLOOKUP($H72,Other_All!$A$5:$D$205,3*($C$8-1)+4)","v":23559},{"$f":"IF(ISNA(VLOOKUP($B$6,$A$25:$E$51,IF($B$8=$A$22,3,2))),EXP(VLOOKUP($B$6,$A$25:$E$51,4)*LN(VLOOKUP($H72,#REF!,$C$8+1)/1000)+VLOOKUP($B$6,$A$25:$E$51,5)),VLOOKUP($B$6,$A$25:$E$51,IF($B$8=$A$22,3,2)))","v":{"$error":"#REF!"}},null,43.916666666666778,{"$f":"VLOOKUP($S72,P_All!$X$5:$AS$245,3*($C$8-1)+2)","v":15096},{"$f":"VLOOKUP($S72,P_All!$X$5:$AS$245,3*($C$8-1)+3)","v":16006},{"$f":"VLOOKUP($S72,P_All!$X$5:$AS$245,3*($C$8-1)+4)","v":16867},{"$f":"IF(ISNA(VLOOKUP($B$6,$A$25:$E$52,IF($B$8=$A$22,3,2))),EXP(VLOOKUP($B$6,$A$25:$E$52,4)*LN(VLOOKUP($S72,#REF!,$C$8+1)/1000)+VLOOKUP($B$6,$A$25:$E$52,5)),VLOOKUP($B$6,$A$25:$E$52,IF($B$8=$A$22,3,2)))","v":{"$error":"#REF!"}}]
[null,null,null,null,null,null,null,48,{"$f":"VLOOKUP($H73,P_All!$A$5:$D$205,3*($C$8-1)+2)","v":14034},{"$f":"VLOOKUP($H73,P_All!$A$5:$D$205,3*($C$8-1)+3)","v":14710},{"$f":"VLOOKUP($H73,P_All!$A$5:$D$205,3*($C$8-1)+4)","v":16450},{"$f":"IF(ISNA(VLOOKUP($B$6,$A$25:$E$51,IF($B$8=$A$22,3,2))),EXP(VLOOKUP($B$6,$A$25:$E$51,4)*LN(VLOOKUP($H73,#REF!,$C$8+1)/1000)+VLOOKUP($B$6,$A$25:$E$51,5)),VLOOKUP($B$6,$A$25:$E$51,IF($B$8=$A$22,3,2)))","v":{"$error":"#REF!"}},48,{"$f":"VLOOKUP($H73,Other_All!$A$5:$D$205,3*($C$8-1)+2)","v":18075},{"$f":"VLOOKUP($H73,Other_All!$A$5:$D$205,3*($C$8-1)+3)","v":20719},{"$f":"VLOOKUP($H73,Other_All!$A$5:$D$205,3*($C$8-1)+4)","v":23444},{"$f":"IF(ISNA(VLOOKUP($B$6,$A$25:$E$51,IF($B$8=$A$22,3,2))),EXP(VLOOKUP($B$6,$A$25:$E$51,4)*LN(VLOOKUP($H73,#REF!,$C$8+1)/1000)+VLOOKUP($B$6,$A$25:$E$51,5)),VLOOKUP($B$6,$A$25:$E$51,IF($B$8=$A$22,3,2)))","v":{"$error":"#REF!"}},null,44.000000000000114,{"$f":"VLOOKUP($S73,P_All!$X$5:$AS$245,3*($C$8-1)+2)","v":15071},{"$f":"VLOOKUP($S73,P_All!$X$5:$AS$245,3*($C$8-1)+3)","v":15948},{"$f":"VLOOKUP($S73,P_All!$X$5:$AS$245,3*($C$8-1)+4)","v":16767},{"$f":"IF(ISNA(VLOOKUP($B$6,$A$25:$E$52,IF($B$8=$A$22,3,2))),EXP(VLOOKUP($B$6,$A$25:$E$52,4)*LN(VLOOKUP($S73,#REF!,$C$8+1)/1000)+VLOOKUP($B$6,$A$25:$E$52,5)),VLOOKUP($B$6,$A$25:$E$52,IF($B$8=$A$22,3,2)))","v":{"$error":"#REF!"}}]
[null,null,null,null,null,null,null,49,{"$f":"VLOOKUP($H74,P_All!$A$5:$D$205,3*($C$8-1)+2)","v":13801},{"$f":"VLOOKUP($H74,P_All!$A$5:$D$205,3*($C$8-1)+3)","v":14425},{"$f":"VLOOKUP($H74,P_All!$A$5:$D$205,3*($C$8-1)+4)","v":17338},{"$f":"IF(ISNA(VLOOKUP($B$6,$A$25:$E$51,IF($B$8=$A$22,3,2))),EXP(VLOOKUP($B$6,$A$25:$E$51,4)*LN(VLOOKUP($H74,#REF!,$C$8+1)/1000)+VLOOKUP($B$6,$A$25:$E$51,5)),VLOOKUP($B$6,$A$25:$E$51,IF($B$8=$A$22,3,2)))","v":{"$error":"#REF!"}},49,{"$f":"VLOOKUP($H74,Other_All!$A$5:$D$205,3*($C$8-1)+2)","v":18194},{"$f":"VLOOKUP($H74,Other_All!$A$5:$D$205,3*($C$8-1)+3)","v":20454},{"$f":"VLOOKUP($H74,Other_All!$A$5:$D$205,3*($C$8-1)+4)","v":23249},{"$f":"IF(ISNA(VLOOKUP($B$6,$A$25:$E$51,IF($B$8=$A$22,3,2))),EXP(VLOOKUP($B$6,$A$25:$E$51,4)*LN(VLOOKUP($H74,#REF!,$C$8+1)/1000)+VLOOKUP($B$6,$A$25:$E$51,5)),VLOOKUP($B$6,$A$25:$E$51,IF($B$8=$A$22,3,2)))","v":{"$error":"#REF!"}},null,44.083333333333449,{"$f":"VLOOKUP($S74,P_All!$X$5:$AS$245,3*($C$8-1)+2)","v":15060},{"$f":"VLOOKUP($S74,P_All!$X$5:$AS$245,3*($C$8-1)+3)","v":15921},{"$f":"VLOOKUP($S74,P_All!$X$5:$AS$245,3*($C$8-1)+4)","v":16706},{"$f":"IF(ISNA(VLOOKUP($B$6,$A$25:$E$52,IF($B$8=$A$22,3,2))),EXP(VLOOKUP($B$6,$A$25:$E$52,4)*LN(VLOOKUP($S74,#REF!,$C$8+1)/1000)+VLOOKUP($B$6,$A$25:$E$52,5)),VLOOKUP($B$6,$A$25:$E$52,IF($B$8=$A$22,3,2)))","v":{"$error":"#REF!"}}]
[null,null,null,null,null,null,null,50,{"$f":"VLOOKUP($H75,P_All!$A$5:$D$205,3*($C$8-1)+2)","v":13512},{"$f":"VLOOKUP($H75,P_All!$A$5:$D$205,3*($C$8-1)+3)","v":14209},{"$f":"VLOOKUP($H75,P_All!$A$5:$D$205,3*($C$8-1)+4)","v":18320},{"$f":"IF(ISNA(VLOOKUP($B$6,$A$25:$E$51,IF($B$8=$A$22,3,2))),EXP(VLOOKUP($B$6,$A$25:$E$51,4)*LN(VLOOKUP($H75,#REF!,$C$8+1)/1000)+VLOOKUP($B$6,$A$25:$E$51,5)),VLOOKUP($B$6,$A$25:$E$51,IF($B$8=$A$22,3,2)))","v":{"$error":"#REF!"}},50,{"$f":"VLOOKUP($H75,Other_All!$A$5:$D$205,3*($C$8-1)+2)","v":17898},{"$f":"VLOOKUP($H75,Other_All!$A$5:$D$205,3*($C$8-1)+3)","v":20385},{"$f":"VLOOKUP($H75,Other_All!$A$5:$D$205,3*($C$8-1)+4)","v":22920},{"$f":"IF(ISNA(VLOOKUP($B$6,$A$25:$E$51,IF($B$8=$A$22,3,2))),EXP(VLOOKUP($B$6,$A$25:$E$51,4)*LN(VLOOKUP($H75,#REF!,$C$8+1)/1000)+VLOOKUP($B$6,$A$25:$E$51,5)),VLOOKUP($B$6,$A$25:$E$51,IF($B$8=$A$22,3,2)))","v":{"$error":"#REF!"}},null,44.166666666666785,{"$f":"VLOOKUP($S75,P_All!$X$5:$AS$245,3*($C$8-1)+2)","v":15071},{"$f":"VLOOKUP($S75,P_All!$X$5:$AS$245,3*($C$8-1)+3)","v":15907},{"$f":"VLOOKUP($S75,P_All!$X$5:$AS$245,3*($C$8-1)+4)","v":16667},{"$f":"IF(ISNA(VLOOKUP($B$6,$A$25:$E$52,IF($B$8=$A$22,3,2))),EXP(VLOOKUP($B$6,$A$25:$E$52,4)*LN(VLOOKUP($S75,#REF!,$C$8+1)/1000)+VLOOKUP($B$6,$A$25:$E$52,5)),VLOOKUP($B$6,$A$25:$E$52,IF($B$8=$A$22,3,2)))","v":{"$error":"#REF!"}}]
[null,null,null,null,null,null,null,51,{"$f":"VLOOKUP($H76,P_All!$A$5:$D$205,3*($C$8-1)+2)","v":13283},{"$f":"VLOOKUP($H76,P_All!$A$5:$D$205,3*($C$8-1)+3)","v":14005},{"$f":"VLOOKUP($H76,P_All!$A$5:$D$205,3*($C$8-1)+4)","v":19385},{"$f":"IF(ISNA(VLOOKUP($B$6,$A$25:$E$51,IF($B$8=$A$22,3,2))),EXP(VLOOKUP($B$6,$A$25:$E$51,4)*LN(VLOOKUP($H76,#REF!,$C$8+1)/1000)+VLOOKUP($B$6,$A$25:$E$51,5)),VLOOKUP($B$6,$A$25:$E$51,IF($B$8=$A$22,3,2)))","v":{"$error":"#REF!"}},51,{"$f":"VLOOKUP($H76,Other_All!$A$5:$D$205,3*($C$8-1)+2)","v":17805},{"$f":"VLOOKUP($H76,Other_All!$A$5:$D$205,3*($C$8-1)+3)","v":20338},{"$f":"VLOOKUP($H76,Other_All!$A$5:$D$205,3*($C$8-1)+4)","v":22646},{"$f":"IF(ISNA(VLOOKUP($B$6,$A$25:$E$51,IF($B$8=$A$22,3,2))),EXP(VLOOKUP($B$6,$A$25:$E$51,4)*LN(VLOOKUP($H76,#REF!,$C$8+1)/1000)+VLOOKUP($B$6,$A$25:$E$51,5)),VLOOKUP($B$6,$A$25:$E$51,IF($B$8=$A$22,3,2)))","v":{"$error":"#REF!"}},null,44.250000000000121,{"$f":"VLOOKUP($S76,P_All!$X$5:$AS$245,3*($C$8-1)+2)","v":15095},{"$f":"VLOOKUP($S76,P_All!$X$5:$AS$245,3*($C$8-1)+3)","v":15931},{"$f":"VLOOKUP($S76,P_All!$X$5:$AS$245,3*($C$8-1)+4)","v":16662},{"$f":"IF(ISNA(VLOOKUP($B$6,$A$25:$E$52,IF($B$8=$A$22,3,2))),EXP(VLOOKUP($B$6,$A$25:$E$52,4)*LN(VLOOKUP($S76,#REF!,$C$8+1)/1000)+VLOOKUP($B$6,$A$25:$E$52,5)),VLOOKUP($B$6,$A$25:$E$52,IF($B$8=$A$22,3,2)))","v":{"$error":"#REF!"}}]
[null,null,null,null,null,null,null,52,{"$f":"VLOOKUP($H77,P_All!$A$5:$D$205,3*($C$8-1)+2)","v":13049},{"$f":"VLOOKUP($H77,P_All!$A$5:$D$205,3*($C$8-1)+3)","v":13860},{"$f":"VLOOKUP($H77,P_All!$A$5:$D$205,3*($C$8-1)+4)","v":19970},{"$f":"IF(ISNA(VLOOKUP($B$6,$A$25:$E$51,IF($B$8=$A$22,3,2))),EXP(VLOOKUP($B$6,$A$25:$E$51,4)*LN(VLOOKUP($H77,#REF!,$C$8+1)/1000)+VLOOKUP($B$6,$A$25:$E$51,5)),VLOOKUP($B$6,$A$25:$E$51,IF($B$8=$A$22,3,2)))","v":{"$error":"#REF!"}},52,{"$f":"VLOOKUP($H77,Other_All!$A$5:$D$205,3*($C$8-1)+2)","v":17829},{"$f":"VLOOKUP($H77,Other_All!$A$5:$D$205,3*($C$8-1)+3)","v":20221},{"$f":"VLOOKUP($H77,Other_All!$A$5:$D$205,3*($C$8-1)+4)","v":22686},{"$f":"IF(ISNA(VLOOKUP($B$6,$A$25:$E$51,IF($B$8=$A$22,3,2))),EXP(VLOOKUP($B$6,$A$25:$E$51,4)*LN(VLOOKUP($H77,#REF!,$C$8+1)/1000)+VLOOKUP($B$6,$A$25:$E$51,5)),VLOOKUP($B$6,$A$25:$E$51,IF($B$8=$A$22,3,2)))","v":{"$error":"#REF!"}},null,44.333333333333456,{"$f":"VLOOKUP($S77,P_All!$X$5:$AS$245,3*($C$8-1)+2)","v":15163},{"$f":"VLOOKUP($S77,P_All!$X$5:$AS$245,3*($C$8-1)+3)","v":15996},{"$f":"VLOOKUP($S77,P_All!$X$5:$AS$245,3*($C$8-1)+4)","v":16738},{"$f":"IF(ISNA(VLOOKUP($B$6,$A$25:$E$52,IF($B$8=$A$22,3,2))),EXP(VLOOKUP($B$6,$A$25:$E$52,4)*LN(VLOOKUP($S77,#REF!,$C$8+1)/1000)+VLOOKUP($B$6,$A$25:$E$52,5)),VLOOKUP($B$6,$A$25:$E$52,IF($B$8=$A$22,3,2)))","v":{"$error":"#REF!"}}]
[null,null,null,null,null,null,null,53,{"$f":"VLOOKUP($H78,P_All!$A$5:$D$205,3*($C$8-1)+2)","v":12800},{"$f":"VLOOKUP($H78,P_All!$A$5:$D$205,3*($C$8-1)+3)","v":13684},{"$f":"VLOOKUP($H78,P_All!$A$5:$D$205,3*($C$8-1)+4)","v":20479},{"$f":"IF(ISNA(VLOOKUP($B$6,$A$25:$E$51,IF($B$8=$A$22,3,2))),EXP(VLOOKUP($B$6,$A$25:$E$51,4)*LN(VLOOKUP($H78,#REF!,$C$8+1)/1000)+VLOOKUP($B$6,$A$25:$E$51,5)),VLOOKUP($B$6,$A$25:$E$51,IF($B$8=$A$22,3,2)))","v":{"$error":"#REF!"}},53,{"$f":"VLOOKUP($H78,Other_All!$A$5:$D$205,3*($C$8-1)+2)","v":17636},{"$f":"VLOOKUP($H78,Other_All!$A$5:$D$205,3*($C$8-1)+3)","v":20134},{"$f":"VLOOKUP($H78,Other_All!$A$5:$D$205,3*($C$8-1)+4)","v":22834},{"$f":"IF(ISNA(VLOOKUP($B$6,$A$25:$E$51,IF($B$8=$A$22,3,2))),EXP(VLOOKUP($B$6,$A$25:$E$51,4)*LN(VLOOKUP($H78,#REF!,$C$8+1)/1000)+VLOOKUP($B$6,$A$25:$E$51,5)),VLOOKUP($B$6,$A$25:$E$51,IF($B$8=$A$22,3,2)))","v":{"$error":"#REF!"}},null,44.416666666666792,{"$f":"VLOOKUP($S78,P_All!$X$5:$AS$245,3*($C$8-1)+2)","v":15165},{"$f":"VLOOKUP($S78,P_All!$X$5:$AS$245,3*($C$8-1)+3)","v":15964},{"$f":"VLOOKUP($S78,P_All!$X$5:$AS$245,3*($C$8-1)+4)","v":16746},{"$f":"IF(ISNA(VLOOKUP($B$6,$A$25:$E$52,IF($B$8=$A$22,3,2))),EXP(VLOOKUP($B$6,$A$25:$E$52,4)*LN(VLOOKUP($S78,#REF!,$C$8+1)/1000)+VLOOKUP($B$6,$A$25:$E$52,5)),VLOOKUP($B$6,$A$25:$E$52,IF($B$8=$A$22,3,2)))","v":{"$error":"#REF!"}}]
[null,null,null,null,null,null,null,54,{"$f":"VLOOKUP($H79,P_All!$A$5:$D$205,3*($C$8-1)+2)","v":12601},{"$f":"VLOOKUP($H79,P_All!$A$5:$D$205,3*($C$8-1)+3)","v":13662},{"$f":"VLOOKUP($H79,P_All!$A$5:$D$205,3*($C$8-1)+4)","v":21052},{"$f":"IF(ISNA(VLOOKUP($B$6,$A$25:$E$51,IF($B$8=$A$22,3,2))),EXP(VLOOKUP($B$6,$A$25:$E$51,4)*LN(VLOOKUP($H79,#REF!,$C$8+1)/1000)+VLOOKUP($B$6,$A$25:$E$51,5)),VLOOKUP($B$6,$A$25:$E$51,IF($B$8=$A$22,3,2)))","v":{"$error":"#REF!"}},54,{"$f":"VLOOKUP($H79,Other_All!$A$5:$D$205,3*($C$8-1)+2)","v":17758},{"$f":"VLOOKUP($H79,Other_All!$A$5:$D$205,3*($C$8-1)+3)","v":20068},{"$f":"VLOOKUP($H79,Other_All!$A$5:$D$205,3*($C$8-1)+4)","v":22690},{"$f":"IF(ISNA(VLOOKUP($B$6,$A$25:$E$51,IF($B$8=$A$22,3,2))),EXP(VLOOKUP($B$6,$A$25:$E$51,4)*LN(VLOOKUP($H79,#REF!,$C$8+1)/1000)+VLOOKUP($B$6,$A$25:$E$51,5)),VLOOKUP($B$6,$A$25:$E$51,IF($B$8=$A$22,3,2)))","v":{"$error":"#REF!"}},null,44.500000000000128,{"$f":"VLOOKUP($S79,P_All!$X$5:$AS$245,3*($C$8-1)+2)","v":15076},{"$f":"VLOOKUP($S79,P_All!$X$5:$AS$245,3*($C$8-1)+3)","v":15835},{"$f":"VLOOKUP($S79,P_All!$X$5:$AS$245,3*($C$8-1)+4)","v":16662},{"$f":"IF(ISNA(VLOOKUP($B$6,$A$25:$E$52,IF($B$8=$A$22,3,2))),EXP(VLOOKUP($B$6,$A$25:$E$52,4)*LN(VLOOKUP($S79,#REF!,$C$8+1)/1000)+VLOOKUP($B$6,$A$25:$E$52,5)),VLOOKUP($B$6,$A$25:$E$52,IF($B$8=$A$22,3,2)))","v":{"$error":"#REF!"}}]
[null,null,null,null,null,null,null,55,{"$f":"VLOOKUP($H80,P_All!$A$5:$D$205,3*($C$8-1)+2)","v":12433},{"$f":"VLOOKUP($H80,P_All!$A$5:$D$205,3*($C$8-1)+3)","v":13852},{"$f":"VLOOKUP($H80,P_All!$A$5:$D$205,3*($C$8-1)+4)","v":21118},{"$f":"IF(ISNA(VLOOKUP($B$6,$A$25:$E$51,IF($B$8=$A$22,3,2))),EXP(VLOOKUP($B$6,$A$25:$E$51,4)*LN(VLOOKUP($H80,#REF!,$C$8+1)/1000)+VLOOKUP($B$6,$A$25:$E$51,5)),VLOOKUP($B$6,$A$25:$E$51,IF($B$8=$A$22,3,2)))","v":{"$error":"#REF!"}},55,{"$f":"VLOOKUP($H80,Other_All!$A$5:$D$205,3*($C$8-1)+2)","v":17818},{"$f":"VLOOKUP($H80,Other_All!$A$5:$D$205,3*($C$8-1)+3)","v":19971},{"$f":"VLOOKUP($H80,Other_All!$A$5:$D$205,3*($C$8-1)+4)","v":22730},{"$f":"IF(ISNA(VLOOKUP($B$6,$A$25:$E$51,IF($B$8=$A$22,3,2))),EXP(VLOOKUP($B$6,$A$25:$E$51,4)*LN(VLOOKUP($H80,#REF!,$C$8+1)/1000)+VLOOKUP($B$6,$A$25:$E$51,5)),VLOOKUP($B$6,$A$25:$E$51,IF($B$8=$A$22,3,2)))","v":{"$error":"#REF!"}},null,44.583333333333464,{"$f":"VLOOKUP($S80,P_All!$X$5:$AS$245,3*($C$8-1)+2)","v":14998},{"$f":"VLOOKUP($S80,P_All!$X$5:$AS$245,3*($C$8-1)+3)","v":15805},{"$f":"VLOOKUP($S80,P_All!$X$5:$AS$245,3*($C$8-1)+4)","v":16659},{"$f":"IF(ISNA(VLOOKUP($B$6,$A$25:$E$52,IF($B$8=$A$22,3,2))),EXP(VLOOKUP($B$6,$A$25:$E$52,4)*LN(VLOOKUP($S80,#REF!,$C$8+1)/1000)+VLOOKUP($B$6,$A$25:$E$52,5)),VLOOKUP($B$6,$A$25:$E$52,IF($B$8=$A$22,3,2)))","v":{"$error":"#REF!"}}]
[null,null,null,null,null,null,null,56,{"$f":"VLOOKUP($H81,P_All!$A$5:$D$205,3*($C$8-1)+2)","v":12298},{"$f":"VLOOKUP($H81,P_All!$A$5:$D$205,3*($C$8-1)+3)","v":14860},{"$f":"VLOOKUP($H81,P_All!$A$5:$D$205,3*($C$8-1)+4)","v":21073},{"$f":"IF(ISNA(VLOOKUP($B$6,$A$25:$E$51,IF($B$8=$A$22,3,2))),EXP(VLOOKUP($B$6,$A$25:$E$51,4)*LN(VLOOKUP($H81,#REF!,$C$8+1)/1000)+VLOOKUP($B$6,$A$25:$E$51,5)),VLOOKUP($B$6,$A$25:$E$51,IF($B$8=$A$22,3,2)))","v":{"$error":"#REF!"}},56,{"$f":"VLOOKUP($H81,Other_All!$A$5:$D$205,3*($C$8-1)+2)","v":17651},{"$f":"VLOOKUP($H81,Other_All!$A$5:$D$205,3*($C$8-1)+3)","v":20060},{"$f":"VLOOKUP($H81,Other_All!$A$5:$D$205,3*($C$8-1)+4)","v":22629},{"$f":"IF(ISNA(VLOOKUP($B$6,$A$25:$E$51,IF($B$8=$A$22,3,2))),EXP(VLOOKUP($B$6,$A$25:$E$51,4)*LN(VLOOKUP($H81,#REF!,$C$8+1)/1000)+VLOOKUP($B$6,$A$25:$E$51,5)),VLOOKUP($B$6,$A$25:$E$51,IF($B$8=$A$22,3,2)))","v":{"$error":"#REF!"}},null,44.666666666666799,{"$f":"VLOOKUP($S81,P_All!$X$5:$AS$245,3*($C$8-1)+2)","v":14951},{"$f":"VLOOKUP($S81,P_All!$X$5:$AS$245,3*($C$8-1)+3)","v":15785},{"$f":"VLOOKUP($S81,P_All!$X$5:$AS$245,3*($C$8-1)+4)","v":16654},{"$f":"IF(ISNA(VLOOKUP($B$6,$A$25:$E$52,IF($B$8=$A$22,3,2))),EXP(VLOOKUP($B$6,$A$25:$E$52,4)*LN(VLOOKUP($S81,#REF!,$C$8+1)/1000)+VLOOKUP($B$6,$A$25:$E$52,5)),VLOOKUP($B$6,$A$25:$E$52,IF($B$8=$A$22,3,2)))","v":{"$error":"#REF!"}}]
[null,null,null,null,null,null,null,57,{"$f":"VLOOKUP($H82,P_All!$A$5:$D$205,3*($C$8-1)+2)","v":12246},{"$f":"VLOOKUP($H82,P_All!$A$5:$D$205,3*($C$8-1)+3)","v":15731},{"$f":"VLOOKUP($H82,P_All!$A$5:$D$205,3*($C$8-1)+4)","v":21269},{"$f":"IF(ISNA(VLOOKUP($B$6,$A$25:$E$51,IF($B$8=$A$22,3,2))),EXP(VLOOKUP($B$6,$A$25:$E$51,4)*LN(VLOOKUP($H82,#REF!,$C$8+1)/1000)+VLOOKUP($B$6,$A$25:$E$51,5)),VLOOKUP($B$6,$A$25:$E$51,IF($B$8=$A$22,3,2)))","v":{"$error":"#REF!"}},57,{"$f":"VLOOKUP($H82,Other_All!$A$5:$D$205,3*($C$8-1)+2)","v":17516},{"$f":"VLOOKUP($H82,Other_All!$A$5:$D$205,3*($C$8-1)+3)","v":19983},{"$f":"VLOOKUP($H82,Other_All!$A$5:$D$205,3*($C$8-1)+4)","v":22523},{"$f":"IF(ISNA(VLOOKUP($B$6,$A$25:$E$51,IF($B$8=$A$22,3,2))),EXP(VLOOKUP($B$6,$A$25:$E$51,4)*LN(VLOOKUP($H82,#REF!,$C$8+1)/1000)+VLOOKUP($B$6,$A$25:$E$51,5)),VLOOKUP($B$6,$A$25:$E$51,IF($B$8=$A$22,3,2)))","v":{"$error":"#REF!"}},null,44.750000000000135,{"$f":"VLOOKUP($S82,P_All!$X$5:$AS$245,3*($C$8-1)+2)","v":14829},{"$f":"VLOOKUP($S82,P_All!$X$5:$AS$245,3*($C$8-1)+3)","v":15696},{"$f":"VLOOKUP($S82,P_All!$X$5:$AS$245,3*($C$8-1)+4)","v":16594},{"$f":"IF(ISNA(VLOOKUP($B$6,$A$25:$E$52,IF($B$8=$A$22,3,2))),EXP(VLOOKUP($B$6,$A$25:$E$52,4)*LN(VLOOKUP($S82,#REF!,$C$8+1)/1000)+VLOOKUP($B$6,$A$25:$E$52,5)),VLOOKUP($B$6,$A$25:$E$52,IF($B$8=$A$22,3,2)))","v":{"$error":"#REF!"}}]
[null,null,null,null,null,null,null,58,{"$f":"VLOOKUP($H83,P_All!$A$5:$D$205,3*($C$8-1)+2)","v":12204},{"$f":"VLOOKUP($H83,P_All!$A$5:$D$205,3*($C$8-1)+3)","v":16341},{"$f":"VLOOKUP($H83,P_All!$A$5:$D$205,3*($C$8-1)+4)","v":21424},{"$f":"IF(ISNA(VLOOKUP($B$6,$A$25:$E$51,IF($B$8=$A$22,3,2))),EXP(VLOOKUP($B$6,$A$25:$E$51,4)*LN(VLOOKUP($H83,#REF!,$C$8+1)/1000)+VLOOKUP($B$6,$A$25:$E$51,5)),VLOOKUP($B$6,$A$25:$E$51,IF($B$8=$A$22,3,2)))","v":{"$error":"#REF!"}},58,{"$f":"VLOOKUP($H83,Other_All!$A$5:$D$205,3*($C$8-1)+2)","v":17251},{"$f":"VLOOKUP($H83,Other_All!$A$5:$D$205,3*($C$8-1)+3)","v":20046},{"$f":"VLOOKUP($H83,Other_All!$A$5:$D$205,3*($C$8-1)+4)","v":22444},{"$f":"IF(ISNA(VLOOKUP($B$6,$A$25:$E$51,IF($B$8=$A$22,3,2))),EXP(VLOOKUP($B$6,$A$25:$E$51,4)*LN(VLOOKUP($H83,#REF!,$C$8+1)/1000)+VLOOKUP($B$6,$A$25:$E$51,5)),VLOOKUP($B$6,$A$25:$E$51,IF($B$8=$A$22,3,2)))","v":{"$error":"#REF!"}},null,44.833333333333471,{"$f":"VLOOKUP($S83,P_All!$X$5:$AS$245,3*($C$8-1)+2)","v":14789},{"$f":"VLOOKUP($S83,P_All!$X$5:$AS$245,3*($C$8-1)+3)","v":15652},{"$f":"VLOOKUP($S83,P_All!$X$5:$AS$245,3*($C$8-1)+4)","v":16543},{"$f":"IF(ISNA(VLOOKUP($B$6,$A$25:$E$52,IF($B$8=$A$22,3,2))),EXP(VLOOKUP($B$6,$A$25:$E$52,4)*LN(VLOOKUP($S83,#REF!,$C$8+1)/1000)+VLOOKUP($B$6,$A$25:$E$52,5)),VLOOKUP($B$6,$A$25:$E$52,IF($B$8=$A$22,3,2)))","v":{"$error":"#REF!"}}]
[null,null,null,null,null,null,null,59,{"$f":"VLOOKUP($H84,P_All!$A$5:$D$205,3*($C$8-1)+2)","v":12265},{"$f":"VLOOKUP($H84,P_All!$A$5:$D$205,3*($C$8-1)+3)","v":16882},{"$f":"VLOOKUP($H84,P_All!$A$5:$D$205,3*($C$8-1)+4)","v":21670},{"$f":"IF(ISNA(VLOOKUP($B$6,$A$25:$E$51,IF($B$8=$A$22,3,2))),EXP(VLOOKUP($B$6,$A$25:$E$51,4)*LN(VLOOKUP($H84,#REF!,$C$8+1)/1000)+VLOOKUP($B$6,$A$25:$E$51,5)),VLOOKUP($B$6,$A$25:$E$51,IF($B$8=$A$22,3,2)))","v":{"$error":"#REF!"}},59,{"$f":"VLOOKUP($H84,Other_All!$A$5:$D$205,3*($C$8-1)+2)","v":17433},{"$f":"VLOOKUP($H84,Other_All!$A$5:$D$205,3*($C$8-1)+3)","v":20084},{"$f":"VLOOKUP($H84,Other_All!$A$5:$D$205,3*($C$8-1)+4)","v":22357},{"$f":"IF(ISNA(VLOOKUP($B$6,$A$25:$E$51,IF($B$8=$A$22,3,2))),EXP(VLOOKUP($B$6,$A$25:$E$51,4)*LN(VLOOKUP($H84,#REF!,$C$8+1)/1000)+VLOOKUP($B$6,$A$25:$E$51,5)),VLOOKUP($B$6,$A$25:$E$51,IF($B$8=$A$22,3,2)))","v":{"$error":"#REF!"}},null,44.916666666666806,{"$f":"VLOOKUP($S84,P_All!$X$5:$AS$245,3*($C$8-1)+2)","v":14762},{"$f":"VLOOKUP($S84,P_All!$X$5:$AS$245,3*($C$8-1)+3)","v":15614},{"$f":"VLOOKUP($S84,P_All!$X$5:$AS$245,3*($C$8-1)+4)","v":16490},{"$f":"IF(ISNA(VLOOKUP($B$6,$A$25:$E$52,IF($B$8=$A$22,3,2))),EXP(VLOOKUP($B$6,$A$25:$E$52,4)*LN(VLOOKUP($S84,#REF!,$C$8+1)/1000)+VLOOKUP($B$6,$A$25:$E$52,5)),VLOOKUP($B$6,$A$25:$E$52,IF($B$8=$A$22,3,2)))","v":{"$error":"#REF!"}}]
[null,null,null,null,null,null,null,60,{"$f":"VLOOKUP($H85,P_All!$A$5:$D$205,3*($C$8-1)+2)","v":12272},{"$f":"VLOOKUP($H85,P_All!$A$5:$D$205,3*($C$8-1)+3)","v":17153},{"$f":"VLOOKUP($H85,P_All!$A$5:$D$205,3*($C$8-1)+4)","v":21845},{"$f":"IF(ISNA(VLOOKUP($B$6,$A$25:$E$51,IF($B$8=$A$22,3,2))),EXP(VLOOKUP($B$6,$A$25:$E$51,4)*LN(VLOOKUP($H85,#REF!,$C$8+1)/1000)+VLOOKUP($B$6,$A$25:$E$51,5)),VLOOKUP($B$6,$A$25:$E$51,IF($B$8=$A$22,3,2)))","v":{"$error":"#REF!"}},60,{"$f":"VLOOKUP($H85,Other_All!$A$5:$D$205,3*($C$8-1)+2)","v":17485},{"$f":"VLOOKUP($H85,Other_All!$A$5:$D$205,3*($C$8-1)+3)","v":19926},{"$f":"VLOOKUP($H85,Other_All!$A$5:$D$205,3*($C$8-1)+4)","v":22159},{"$f":"IF(ISNA(VLOOKUP($B$6,$A$25:$E$51,IF($B$8=$A$22,3,2))),EXP(VLOOKUP($B$6,$A$25:$E$51,4)*LN(VLOOKUP($H85,#REF!,$C$8+1)/1000)+VLOOKUP($B$6,$A$25:$E$51,5)),VLOOKUP($B$6,$A$25:$E$51,IF($B$8=$A$22,3,2)))","v":{"$error":"#REF!"}},null,45.000000000000142,{"$f":"VLOOKUP($S85,P_All!$X$5:$AS$245,3*($C$8-1)+2)","v":14730},{"$f":"VLOOKUP($S85,P_All!$X$5:$AS$245,3*($C$8-1)+3)","v":15568},{"$f":"VLOOKUP($S85,P_All!$X$5:$AS$245,3*($C$8-1)+4)","v":16408},{"$f":"IF(ISNA(VLOOKUP($B$6,$A$25:$E$52,IF($B$8=$A$22,3,2))),EXP(VLOOKUP($B$6,$A$25:$E$52,4)*LN(VLOOKUP($S85,#REF!,$C$8+1)/1000)+VLOOKUP($B$6,$A$25:$E$52,5)),VLOOKUP($B$6,$A$25:$E$52,IF($B$8=$A$22,3,2)))","v":{"$error":"#REF!"}}]
[null,null,null,null,null,null,null,61,{"$f":"VLOOKUP($H86,P_All!$A$5:$D$205,3*($C$8-1)+2)","v":12439},{"$f":"VLOOKUP($H86,P_All!$A$5:$D$205,3*($C$8-1)+3)","v":17381},{"$f":"VLOOKUP($H86,P_All!$A$5:$D$205,3*($C$8-1)+4)","v":22086},{"$f":"IF(ISNA(VLOOKUP($B$6,$A$25:$E$51,IF($B$8=$A$22,3,2))),EXP(VLOOKUP($B$6,$A$25:$E$51,4)*LN(VLOOKUP($H86,#REF!,$C$8+1)/1000)+VLOOKUP($B$6,$A$25:$E$51,5)),VLOOKUP($B$6,$A$25:$E$51,IF($B$8=$A$22,3,2)))","v":{"$error":"#REF!"}},61,{"$f":"VLOOKUP($H86,Other_All!$A$5:$D$205,3*($C$8-1)+2)","v":17419},{"$f":"VLOOKUP($H86,Other_All!$A$5:$D$205,3*($C$8-1)+3)","v":19775},{"$f":"VLOOKUP($H86,Other_All!$A$5:$D$205,3*($C$8-1)+4)","v":22446},{"$f":"IF(ISNA(VLOOKUP($B$6,$A$25:$E$51,IF($B$8=$A$22,3,2))),EXP(VLOOKUP($B$6,$A$25:$E$51,4)*LN(VLOOKUP($H86,#REF!,$C$8+1)/1000)+VLOOKUP($B$6,$A$25:$E$51,5)),VLOOKUP($B$6,$A$25:$E$51,IF($B$8=$A$22,3,2)))","v":{"$error":"#REF!"}},null,45.083333333333478,{"$f":"VLOOKUP($S86,P_All!$X$5:$AS$245,3*($C$8-1)+2)","v":14724},{"$f":"VLOOKUP($S86,P_All!$X$5:$AS$245,3*($C$8-1)+3)","v":15534},{"$f":"VLOOKUP($S86,P_All!$X$5:$AS$245,3*($C$8-1)+4)","v":16370},{"$f":"IF(ISNA(VLOOKUP($B$6,$A$25:$E$52,IF($B$8=$A$22,3,2))),EXP(VLOOKUP($B$6,$A$25:$E$52,4)*LN(VLOOKUP($S86,#REF!,$C$8+1)/1000)+VLOOKUP($B$6,$A$25:$E$52,5)),VLOOKUP($B$6,$A$25:$E$52,IF($B$8=$A$22,3,2)))","v":{"$error":"#REF!"}}]
[null,null,null,null,null,null,null,62,{"$f":"VLOOKUP($H87,P_All!$A$5:$D$205,3*($C$8-1)+2)","v":12561},{"$f":"VLOOKUP($H87,P_All!$A$5:$D$205,3*($C$8-1)+3)","v":17809},{"$f":"VLOOKUP($H87,P_All!$A$5:$D$205,3*($C$8-1)+4)","v":22101},{"$f":"IF(ISNA(VLOOKUP($B$6,$A$25:$E$51,IF($B$8=$A$22,3,2))),EXP(VLOOKUP($B$6,$A$25:$E$51,4)*LN(VLOOKUP($H87,#REF!,$C$8+1)/1000)+VLOOKUP($B$6,$A$25:$E$51,5)),VLOOKUP($B$6,$A$25:$E$51,IF($B$8=$A$22,3,2)))","v":{"$error":"#REF!"}},62,{"$f":"VLOOKUP($H87,Other_All!$A$5:$D$205,3*($C$8-1)+2)","v":17514},{"$f":"VLOOKUP($H87,Other_All!$A$5:$D$205,3*($C$8-1)+3)","v":19682},{"$f":"VLOOKUP($H87,Other_All!$A$5:$D$205,3*($C$8-1)+4)","v":22137},{"$f":"IF(ISNA(VLOOKUP($B$6,$A$25:$E$51,IF($B$8=$A$22,3,2))),EXP(VLOOKUP($B$6,$A$25:$E$51,4)*LN(VLOOKUP($H87,#REF!,$C$8+1)/1000)+VLOOKUP($B$6,$A$25:$E$51,5)),VLOOKUP($B$6,$A$25:$E$51,IF($B$8=$A$22,3,2)))","v":{"$error":"#REF!"}},null,45.166666666666814,{"$f":"VLOOKUP($S87,P_All!$X$5:$AS$245,3*($C$8-1)+2)","v":14746},{"$f":"VLOOKUP($S87,P_All!$X$5:$AS$245,3*($C$8-1)+3)","v":15529},{"$f":"VLOOKUP($S87,P_All!$X$5:$AS$245,3*($C$8-1)+4)","v":16357},{"$f":"IF(ISNA(VLOOKUP($B$6,$A$25:$E$52,IF($B$8=$A$22,3,2))),EXP(VLOOKUP($B$6,$A$25:$E$52,4)*LN(VLOOKUP($S87,#REF!,$C$8+1)/1000)+VLOOKUP($B$6,$A$25:$E$52,5)),VLOOKUP($B$6,$A$25:$E$52,IF($B$8=$A$22,3,2)))","v":{"$error":"#REF!"}}]
[null,null,null,null,null,null,null,63,{"$f":"VLOOKUP($H88,P_All!$A$5:$D$205,3*($C$8-1)+2)","v":12974},{"$f":"VLOOKUP($H88,P_All!$A$5:$D$205,3*($C$8-1)+3)","v":18196},{"$f":"VLOOKUP($H88,P_All!$A$5:$D$205,3*($C$8-1)+4)","v":22099},{"$f":"IF(ISNA(VLOOKUP($B$6,$A$25:$E$51,IF($B$8=$A$22,3,2))),EXP(VLOOKUP($B$6,$A$25:$E$51,4)*LN(VLOOKUP($H88,#REF!,$C$8+1)/1000)+VLOOKUP($B$6,$A$25:$E$51,5)),VLOOKUP($B$6,$A$25:$E$51,IF($B$8=$A$22,3,2)))","v":{"$error":"#REF!"}},63,{"$f":"VLOOKUP($H88,Other_All!$A$5:$D$205,3*($C$8-1)+2)","v":17386},{"$f":"VLOOKUP($H88,Other_All!$A$5:$D$205,3*($C$8-1)+3)","v":19819},{"$f":"VLOOKUP($H88,Other_All!$A$5:$D$205,3*($C$8-1)+4)","v":22295},{"$f":"IF(ISNA(VLOOKUP($B$6,$A$25:$E$51,IF($B$8=$A$22,3,2))),EXP(VLOOKUP($B$6,$A$25:$E$51,4)*LN(VLOOKUP($H88,#REF!,$C$8+1)/1000)+VLOOKUP($B$6,$A$25:$E$51,5)),VLOOKUP($B$6,$A$25:$E$51,IF($B$8=$A$22,3,2)))","v":{"$error":"#REF!"}},null,45.250000000000149,{"$f":"VLOOKUP($S88,P_All!$X$5:$AS$245,3*($C$8-1)+2)","v":14798},{"$f":"VLOOKUP($S88,P_All!$X$5:$AS$245,3*($C$8-1)+3)","v":15565},{"$f":"VLOOKUP($S88,P_All!$X$5:$AS$245,3*($C$8-1)+4)","v":16392},{"$f":"IF(ISNA(VLOOKUP($B$6,$A$25:$E$52,IF($B$8=$A$22,3,2))),EXP(VLOOKUP($B$6,$A$25:$E$52,4)*LN(VLOOKUP($S88,#REF!,$C$8+1)/1000)+VLOOKUP($B$6,$A$25:$E$52,5)),VLOOKUP($B$6,$A$25:$E$52,IF($B$8=$A$22,3,2)))","v":{"$error":"#REF!"}}]
[null,null,null,null,null,null,null,64,{"$f":"VLOOKUP($H89,P_All!$A$5:$D$205,3*($C$8-1)+2)","v":13648},{"$f":"VLOOKUP($H89,P_All!$A$5:$D$205,3*($C$8-1)+3)","v":18466},{"$f":"VLOOKUP($H89,P_All!$A$5:$D$205,3*($C$8-1)+4)","v":22653},{"$f":"IF(ISNA(VLOOKUP($B$6,$A$25:$E$51,IF($B$8=$A$22,3,2))),EXP(VLOOKUP($B$6,$A$25:$E$51,4)*LN(VLOOKUP($H89,#REF!,$C$8+1)/1000)+VLOOKUP($B$6,$A$25:$E$51,5)),VLOOKUP($B$6,$A$25:$E$51,IF($B$8=$A$22,3,2)))","v":{"$error":"#REF!"}},64,{"$f":"VLOOKUP($H89,Other_All!$A$5:$D$205,3*($C$8-1)+2)","v":17335},{"$f":"VLOOKUP($H89,Other_All!$A$5:$D$205,3*($C$8-1)+3)","v":19721},{"$f":"VLOOKUP($H89,Other_All!$A$5:$D$205,3*($C$8-1)+4)","v":22243},{"$f":"IF(ISNA(VLOOKUP($B$6,$A$25:$E$51,IF($B$8=$A$22,3,2))),EXP(VLOOKUP($B$6,$A$25:$E$51,4)*LN(VLOOKUP($H89,#REF!,$C$8+1)/1000)+VLOOKUP($B$6,$A$25:$E$51,5)),VLOOKUP($B$6,$A$25:$E$51,IF($B$8=$A$22,3,2)))","v":{"$error":"#REF!"}},null,45.333333333333485,{"$f":"VLOOKUP($S89,P_All!$X$5:$AS$245,3*($C$8-1)+2)","v":14857},{"$f":"VLOOKUP($S89,P_All!$X$5:$AS$245,3*($C$8-1)+3)","v":15621},{"$f":"VLOOKUP($S89,P_All!$X$5:$AS$245,3*($C$8-1)+4)","v":16459},{"$f":"IF(ISNA(VLOOKUP($B$6,$A$25:$E$52,IF($B$8=$A$22,3,2))),EXP(VLOOKUP($B$6,$A$25:$E$52,4)*LN(VLOOKUP($S89,#REF!,$C$8+1)/1000)+VLOOKUP($B$6,$A$25:$E$52,5)),VLOOKUP($B$6,$A$25:$E$52,IF($B$8=$A$22,3,2)))","v":{"$error":"#REF!"}}]
[null,null,null,null,null,null,null,65,{"$f":"VLOOKUP($H90,P_All!$A$5:$D$205,3*($C$8-1)+2)","v":14456},{"$f":"VLOOKUP($H90,P_All!$A$5:$D$205,3*($C$8-1)+3)","v":18599},{"$f":"VLOOKUP($H90,P_All!$A$5:$D$205,3*($C$8-1)+4)","v":22858},{"$f":"IF(ISNA(VLOOKUP($B$6,$A$25:$E$51,IF($B$8=$A$22,3,2))),EXP(VLOOKUP($B$6,$A$25:$E$51,4)*LN(VLOOKUP($H90,#REF!,$C$8+1)/1000)+VLOOKUP($B$6,$A$25:$E$51,5)),VLOOKUP($B$6,$A$25:$E$51,IF($B$8=$A$22,3,2)))","v":{"$error":"#REF!"}},65,{"$f":"VLOOKUP($H90,Other_All!$A$5:$D$205,3*($C$8-1)+2)","v":17316},{"$f":"VLOOKUP($H90,Other_All!$A$5:$D$205,3*($C$8-1)+3)","v":19606},{"$f":"VLOOKUP($H90,Other_All!$A$5:$D$205,3*($C$8-1)+4)","v":22471},{"$f":"IF(ISNA(VLOOKUP($B$6,$A$25:$E$51,IF($B$8=$A$22,3,2))),EXP(VLOOKUP($B$6,$A$25:$E$51,4)*LN(VLOOKUP($H90,#REF!,$C$8+1)/1000)+VLOOKUP($B$6,$A$25:$E$51,5)),VLOOKUP($B$6,$A$25:$E$51,IF($B$8=$A$22,3,2)))","v":{"$error":"#REF!"}},null,45.416666666666821,{"$f":"VLOOKUP($S90,P_All!$X$5:$AS$245,3*($C$8-1)+2)","v":14847},{"$f":"VLOOKUP($S90,P_All!$X$5:$AS$245,3*($C$8-1)+3)","v":15606},{"$f":"VLOOKUP($S90,P_All!$X$5:$AS$245,3*($C$8-1)+4)","v":16429},{"$f":"IF(ISNA(VLOOKUP($B$6,$A$25:$E$52,IF($B$8=$A$22,3,2))),EXP(VLOOKUP($B$6,$A$25:$E$52,4)*LN(VLOOKUP($S90,#REF!,$C$8+1)/1000)+VLOOKUP($B$6,$A$25:$E$52,5)),VLOOKUP($B$6,$A$25:$E$52,IF($B$8=$A$22,3,2)))","v":{"$error":"#REF!"}}]
[null,null,null,null,null,null,null,66,{"$f":"VLOOKUP($H91,P_All!$A$5:$D$205,3*($C$8-1)+2)","v":15082},{"$f":"VLOOKUP($H91,P_All!$A$5:$D$205,3*($C$8-1)+3)","v":18837},{"$f":"VLOOKUP($H91,P_All!$A$5:$D$205,3*($C$8-1)+4)","v":22571},{"$f":"IF(ISNA(VLOOKUP($B$6,$A$25:$E$51,IF($B$8=$A$22,3,2))),EXP(VLOOKUP($B$6,$A$25:$E$51,4)*LN(VLOOKUP($H91,#REF!,$C$8+1)/1000)+VLOOKUP($B$6,$A$25:$E$51,5)),VLOOKUP($B$6,$A$25:$E$51,IF($B$8=$A$22,3,2)))","v":{"$error":"#REF!"}},66,{"$f":"VLOOKUP($H91,Other_All!$A$5:$D$205,3*($C$8-1)+2)","v":17414},{"$f":"VLOOKUP($H91,Other_All!$A$5:$D$205,3*($C$8-1)+3)","v":19676},{"$f":"VLOOKUP($H91,Other_All!$A$5:$D$205,3*($C$8-1)+4)","v":22304},{"$f":"IF(ISNA(VLOOKUP($B$6,$A$25:$E$51,IF($B$8=$A$22,3,2))),EXP(VLOOKUP($B$6,$A$25:$E$51,4)*LN(VLOOKUP($H91,#REF!,$C$8+1)/1000)+VLOOKUP($B$6,$A$25:$E$51,5)),VLOOKUP($B$6,$A$25:$E$51,IF($B$8=$A$22,3,2)))","v":{"$error":"#REF!"}},null,{"$f":"S90+1/12","v":45.500000000000156},{"$f":"VLOOKUP($S91,P_All!$X$5:$AS$245,3*($C$8-1)+2)","v":14741},{"$f":"VLOOKUP($S91,P_All!$X$5:$AS$245,3*($C$8-1)+3)","v":15489},{"$f":"VLOOKUP($S91,P_All!$X$5:$AS$245,3*($C$8-1)+4)","v":16323},{"$f":"IF(ISNA(VLOOKUP($B$6,$A$25:$E$52,IF($B$8=$A$22,3,2))),EXP(VLOOKUP($B$6,$A$25:$E$52,4)*LN(VLOOKUP($S91,#REF!,$C$8+1)/1000)+VLOOKUP($B$6,$A$25:$E$52,5)),VLOOKUP($B$6,$A$25:$E$52,IF($B$8=$A$22,3,2)))","v":{"$error":"#REF!"}}]
[null,null,null,null,null,null,null,67,{"$f":"VLOOKUP($H92,P_All!$A$5:$D$205,3*($C$8-1)+2)","v":15672},{"$f":"VLOOKUP($H92,P_All!$A$5:$D$205,3*($C$8-1)+3)","v":18943},{"$f":"VLOOKUP($H92,P_All!$A$5:$D$205,3*($C$8-1)+4)","v":22532},{"$f":"IF(ISNA(VLOOKUP($B$6,$A$25:$E$51,IF($B$8=$A$22,3,2))),EXP(VLOOKUP($B$6,$A$25:$E$51,4)*LN(VLOOKUP($H92,#REF!,$C$8+1)/1000)+VLOOKUP($B$6,$A$25:$E$51,5)),VLOOKUP($B$6,$A$25:$E$51,IF($B$8=$A$22,3,2)))","v":{"$error":"#REF!"}},67,{"$f":"VLOOKUP($H92,Other_All!$A$5:$D$205,3*($C$8-1)+2)","v":17306},{"$f":"VLOOKUP($H92,Other_All!$A$5:$D$205,3*($C$8-1)+3)","v":19649},{"$f":"VLOOKUP($H92,Other_All!$A$5:$D$205,3*($C$8-1)+4)","v":22490},{"$f":"IF(ISNA(VLOOKUP($B$6,$A$25:$E$51,IF($B$8=$A$22,3,2))),EXP(VLOOKUP($B$6,$A$25:$E$51,4)*LN(VLOOKUP($H92,#REF!,$C$8+1)/1000)+VLOOKUP($B$6,$A$25:$E$51,5)),VLOOKUP($B$6,$A$25:$E$51,IF($B$8=$A$22,3,2)))","v":{"$error":"#REF!"}},null,45.583333333333492,{"$f":"VLOOKUP($S92,P_All!$X$5:$AS$245,3*($C$8-1)+2)","v":14669},{"$f":"VLOOKUP($S92,P_All!$X$5:$AS$245,3*($C$8-1)+3)","v":15440},{"$f":"VLOOKUP($S92,P_All!$X$5:$AS$245,3*($C$8-1)+4)","v":16315},{"$f":"IF(ISNA(VLOOKUP($B$6,$A$25:$E$52,IF($B$8=$A$22,3,2))),EXP(VLOOKUP($B$6,$A$25:$E$52,4)*LN(VLOOKUP($S92,#REF!,$C$8+1)/1000)+VLOOKUP($B$6,$A$25:$E$52,5)),VLOOKUP($B$6,$A$25:$E$52,IF($B$8=$A$22,3,2)))","v":{"$error":"#REF!"}}]
[null,null,null,null,null,null,null,68,{"$f":"VLOOKUP($H93,P_All!$A$5:$D$205,3*($C$8-1)+2)","v":16104},{"$f":"VLOOKUP($H93,P_All!$A$5:$D$205,3*($C$8-1)+3)","v":19173},{"$f":"VLOOKUP($H93,P_All!$A$5:$D$205,3*($C$8-1)+4)","v":22555},{"$f":"IF(ISNA(VLOOKUP($B$6,$A$25:$E$51,IF($B$8=$A$22,3,2))),EXP(VLOOKUP($B$6,$A$25:$E$51,4)*LN(VLOOKUP($H93,#REF!,$C$8+1)/1000)+VLOOKUP($B$6,$A$25:$E$51,5)),VLOOKUP($B$6,$A$25:$E$51,IF($B$8=$A$22,3,2)))","v":{"$error":"#REF!"}},68,{"$f":"VLOOKUP($H93,Other_All!$A$5:$D$205,3*($C$8-1)+2)","v":17382},{"$f":"VLOOKUP($H93,Other_All!$A$5:$D$205,3*($C$8-1)+3)","v":19638},{"$f":"VLOOKUP($H93,Other_All!$A$5:$D$205,3*($C$8-1)+4)","v":22312},{"$f":"IF(ISNA(VLOOKUP($B$6,$A$25:$E$51,IF($B$8=$A$22,3,2))),EXP(VLOOKUP($B$6,$A$25:$E$51,4)*LN(VLOOKUP($H93,#REF!,$C$8+1)/1000)+VLOOKUP($B$6,$A$25:$E$51,5)),VLOOKUP($B$6,$A$25:$E$51,IF($B$8=$A$22,3,2)))","v":{"$error":"#REF!"}},null,45.666666666666828,{"$f":"VLOOKUP($S93,P_All!$X$5:$AS$245,3*($C$8-1)+2)","v":14640},{"$f":"VLOOKUP($S93,P_All!$X$5:$AS$245,3*($C$8-1)+3)","v":15408},{"$f":"VLOOKUP($S93,P_All!$X$5:$AS$245,3*($C$8-1)+4)","v":16342},{"$f":"IF(ISNA(VLOOKUP($B$6,$A$25:$E$52,IF($B$8=$A$22,3,2))),EXP(VLOOKUP($B$6,$A$25:$E$52,4)*LN(VLOOKUP($S93,#REF!,$C$8+1)/1000)+VLOOKUP($B$6,$A$25:$E$52,5)),VLOOKUP($B$6,$A$25:$E$52,IF($B$8=$A$22,3,2)))","v":{"$error":"#REF!"}}]
[null,null,null,null,null,null,null,69,{"$f":"VLOOKUP($H94,P_All!$A$5:$D$205,3*($C$8-1)+2)","v":16339},{"$f":"VLOOKUP($H94,P_All!$A$5:$D$205,3*($C$8-1)+3)","v":19386},{"$f":"VLOOKUP($H94,P_All!$A$5:$D$205,3*($C$8-1)+4)","v":22836},{"$f":"IF(ISNA(VLOOKUP($B$6,$A$25:$E$51,IF($B$8=$A$22,3,2))),EXP(VLOOKUP($B$6,$A$25:$E$51,4)*LN(VLOOKUP($H94,#REF!,$C$8+1)/1000)+VLOOKUP($B$6,$A$25:$E$51,5)),VLOOKUP($B$6,$A$25:$E$51,IF($B$8=$A$22,3,2)))","v":{"$error":"#REF!"}},69,{"$f":"VLOOKUP($H94,Other_All!$A$5:$D$205,3*($C$8-1)+2)","v":17440},{"$f":"VLOOKUP($H94,Other_All!$A$5:$D$205,3*($C$8-1)+3)","v":19678},{"$f":"VLOOKUP($H94,Other_All!$A$5:$D$205,3*($C$8-1)+4)","v":22411},{"$f":"IF(ISNA(VLOOKUP($B$6,$A$25:$E$51,IF($B$8=$A$22,3,2))),EXP(VLOOKUP($B$6,$A$25:$E$51,4)*LN(VLOOKUP($H94,#REF!,$C$8+1)/1000)+VLOOKUP($B$6,$A$25:$E$51,5)),VLOOKUP($B$6,$A$25:$E$51,IF($B$8=$A$22,3,2)))","v":{"$error":"#REF!"}},null,45.750000000000163,{"$f":"VLOOKUP($S94,P_All!$X$5:$AS$245,3*($C$8-1)+2)","v":14511},{"$f":"VLOOKUP($S94,P_All!$X$5:$AS$245,3*($C$8-1)+3)","v":15318},{"$f":"VLOOKUP($S94,P_All!$X$5:$AS$245,3*($C$8-1)+4)","v":16292},{"$f":"IF(ISNA(VLOOKUP($B$6,$A$25:$E$52,IF($B$8=$A$22,3,2))),EXP(VLOOKUP($B$6,$A$25:$E$52,4)*LN(VLOOKUP($S94,#REF!,$C$8+1)/1000)+VLOOKUP($B$6,$A$25:$E$52,5)),VLOOKUP($B$6,$A$25:$E$52,IF($B$8=$A$22,3,2)))","v":{"$error":"#REF!"}}]
[null,null,null,null,null,null,null,70,{"$f":"VLOOKUP($H95,P_All!$A$5:$D$205,3*($C$8-1)+2)","v":16706},{"$f":"VLOOKUP($H95,P_All!$A$5:$D$205,3*($C$8-1)+3)","v":19602},{"$f":"VLOOKUP($H95,P_All!$A$5:$D$205,3*($C$8-1)+4)","v":23067},{"$f":"IF(ISNA(VLOOKUP($B$6,$A$25:$E$51,IF($B$8=$A$22,3,2))),EXP(VLOOKUP($B$6,$A$25:$E$51,4)*LN(VLOOKUP($H95,#REF!,$C$8+1)/1000)+VLOOKUP($B$6,$A$25:$E$51,5)),VLOOKUP($B$6,$A$25:$E$51,IF($B$8=$A$22,3,2)))","v":{"$error":"#REF!"}},70,{"$f":"VLOOKUP($H95,Other_All!$A$5:$D$205,3*($C$8-1)+2)","v":17418},{"$f":"VLOOKUP($H95,Other_All!$A$5:$D$205,3*($C$8-1)+3)","v":19793},{"$f":"VLOOKUP($H95,Other_All!$A$5:$D$205,3*($C$8-1)+4)","v":22384},{"$f":"IF(ISNA(VLOOKUP($B$6,$A$25:$E$51,IF($B$8=$A$22,3,2))),EXP(VLOOKUP($B$6,$A$25:$E$51,4)*LN(VLOOKUP($H95,#REF!,$C$8+1)/1000)+VLOOKUP($B$6,$A$25:$E$51,5)),VLOOKUP($B$6,$A$25:$E$51,IF($B$8=$A$22,3,2)))","v":{"$error":"#REF!"}},null,45.833333333333499,{"$f":"VLOOKUP($S95,P_All!$X$5:$AS$245,3*($C$8-1)+2)","v":14462},{"$f":"VLOOKUP($S95,P_All!$X$5:$AS$245,3*($C$8-1)+3)","v":15274},{"$f":"VLOOKUP($S95,P_All!$X$5:$AS$245,3*($C$8-1)+4)","v":16267},{"$f":"IF(ISNA(VLOOKUP($B$6,$A$25:$E$52,IF($B$8=$A$22,3,2))),EXP(VLOOKUP($B$6,$A$25:$E$52,4)*LN(VLOOKUP($S95,#REF!,$C$8+1)/1000)+VLOOKUP($B$6,$A$25:$E$52,5)),VLOOKUP($B$6,$A$25:$E$52,IF($B$8=$A$22,3,2)))","v":{"$error":"#REF!"}}]
[null,null,null,null,null,null,null,71,{"$f":"VLOOKUP($H96,P_All!$A$5:$D$205,3*($C$8-1)+2)","v":16986},{"$f":"VLOOKUP($H96,P_All!$A$5:$D$205,3*($C$8-1)+3)","v":19576},{"$f":"VLOOKUP($H96,P_All!$A$5:$D$205,3*($C$8-1)+4)","v":23033},{"$f":"IF(ISNA(VLOOKUP($B$6,$A$25:$E$51,IF($B$8=$A$22,3,2))),EXP(VLOOKUP($B$6,$A$25:$E$51,4)*LN(VLOOKUP($H96,#REF!,$C$8+1)/1000)+VLOOKUP($B$6,$A$25:$E$51,5)),VLOOKUP($B$6,$A$25:$E$51,IF($B$8=$A$22,3,2)))","v":{"$error":"#REF!"}},71,{"$f":"VLOOKUP($H96,Other_All!$A$5:$D$205,3*($C$8-1)+2)","v":17324},{"$f":"VLOOKUP($H96,Other_All!$A$5:$D$205,3*($C$8-1)+3)","v":19692},{"$f":"VLOOKUP($H96,Other_All!$A$5:$D$205,3*($C$8-1)+4)","v":22372},{"$f":"IF(ISNA(VLOOKUP($B$6,$A$25:$E$51,IF($B$8=$A$22,3,2))),EXP(VLOOKUP($B$6,$A$25:$E$51,4)*LN(VLOOKUP($H96,#REF!,$C$8+1)/1000)+VLOOKUP($B$6,$A$25:$E$51,5)),VLOOKUP($B$6,$A$25:$E$51,IF($B$8=$A$22,3,2)))","v":{"$error":"#REF!"}},null,45.916666666666835,{"$f":"VLOOKUP($S96,P_All!$X$5:$AS$245,3*($C$8-1)+2)","v":14435},{"$f":"VLOOKUP($S96,P_All!$X$5:$AS$245,3*($C$8-1)+3)","v":15244},{"$f":"VLOOKUP($S96,P_All!$X$5:$AS$245,3*($C$8-1)+4)","v":16228},{"$f":"IF(ISNA(VLOOKUP($B$6,$A$25:$E$52,IF($B$8=$A$22,3,2))),EXP(VLOOKUP($B$6,$A$25:$E$52,4)*LN(VLOOKUP($S96,#REF!,$C$8+1)/1000)+VLOOKUP($B$6,$A$25:$E$52,5)),VLOOKUP($B$6,$A$25:$E$52,IF($B$8=$A$22,3,2)))","v":{"$error":"#REF!"}}]
[null,null,null,null,null,null,null,72,{"$f":"VLOOKUP($H97,P_All!$A$5:$D$205,3*($C$8-1)+2)","v":17104},{"$f":"VLOOKUP($H97,P_All!$A$5:$D$205,3*($C$8-1)+3)","v":19525},{"$f":"VLOOKUP($H97,P_All!$A$5:$D$205,3*($C$8-1)+4)","v":23068},{"$f":"IF(ISNA(VLOOKUP($B$6,$A$25:$E$51,IF($B$8=$A$22,3,2))),EXP(VLOOKUP($B$6,$A$25:$E$51,4)*LN(VLOOKUP($H97,#REF!,$C$8+1)/1000)+VLOOKUP($B$6,$A$25:$E$51,5)),VLOOKUP($B$6,$A$25:$E$51,IF($B$8=$A$22,3,2)))","v":{"$error":"#REF!"}},72,{"$f":"VLOOKUP($H97,Other_All!$A$5:$D$205,3*($C$8-1)+2)","v":17352},{"$f":"VLOOKUP($H97,Other_All!$A$5:$D$205,3*($C$8-1)+3)","v":19535},{"$f":"VLOOKUP($H97,Other_All!$A$5:$D$205,3*($C$8-1)+4)","v":22264},{"$f":"IF(ISNA(VLOOKUP($B$6,$A$25:$E$51,IF($B$8=$A$22,3,2))),EXP(VLOOKUP($B$6,$A$25:$E$51,4)*LN(VLOOKUP($H97,#REF!,$C$8+1)/1000)+VLOOKUP($B$6,$A$25:$E$51,5)),VLOOKUP($B$6,$A$25:$E$51,IF($B$8=$A$22,3,2)))","v":{"$error":"#REF!"}},null,46.000000000000171,{"$f":"VLOOKUP($S97,P_All!$X$5:$AS$245,3*($C$8-1)+2)","v":14412},{"$f":"VLOOKUP($S97,P_All!$X$5:$AS$245,3*($C$8-1)+3)","v":15199},{"$f":"VLOOKUP($S97,P_All!$X$5:$AS$245,3*($C$8-1)+4)","v":16154},{"$f":"IF(ISNA(VLOOKUP($B$6,$A$25:$E$52,IF($B$8=$A$22,3,2))),EXP(VLOOKUP($B$6,$A$25:$E$52,4)*LN(VLOOKUP($S97,#REF!,$C$8+1)/1000)+VLOOKUP($B$6,$A$25:$E$52,5)),VLOOKUP($B$6,$A$25:$E$52,IF($B$8=$A$22,3,2)))","v":{"$error":"#REF!"}}]
[null,null,null,null,null,null,null,73,{"$f":"VLOOKUP($H98,P_All!$A$5:$D$205,3*($C$8-1)+2)","v":17190},{"$f":"VLOOKUP($H98,P_All!$A$5:$D$205,3*($C$8-1)+3)","v":19617},{"$f":"VLOOKUP($H98,P_All!$A$5:$D$205,3*($C$8-1)+4)","v":23126},{"$f":"IF(ISNA(VLOOKUP($B$6,$A$25:$E$51,IF($B$8=$A$22,3,2))),EXP(VLOOKUP($B$6,$A$25:$E$51,4)*LN(VLOOKUP($H98,#REF!,$C$8+1)/1000)+VLOOKUP($B$6,$A$25:$E$51,5)),VLOOKUP($B$6,$A$25:$E$51,IF($B$8=$A$22,3,2)))","v":{"$error":"#REF!"}},73,{"$f":"VLOOKUP($H98,Other_All!$A$5:$D$205,3*($C$8-1)+2)","v":17324},{"$f":"VLOOKUP($H98,Other_All!$A$5:$D$205,3*($C$8-1)+3)","v":19399},{"$f":"VLOOKUP($H98,Other_All!$A$5:$D$205,3*($C$8-1)+4)","v":22219},{"$f":"IF(ISNA(VLOOKUP($B$6,$A$25:$E$51,IF($B$8=$A$22,3,2))),EXP(VLOOKUP($B$6,$A$25:$E$51,4)*LN(VLOOKUP($H98,#REF!,$C$8+1)/1000)+VLOOKUP($B$6,$A$25:$E$51,5)),VLOOKUP($B$6,$A$25:$E$51,IF($B$8=$A$22,3,2)))","v":{"$error":"#REF!"}},null,46.083333333333506,{"$f":"VLOOKUP($S98,P_All!$X$5:$AS$245,3*($C$8-1)+2)","v":14411},{"$f":"VLOOKUP($S98,P_All!$X$5:$AS$245,3*($C$8-1)+3)","v":15175},{"$f":"VLOOKUP($S98,P_All!$X$5:$AS$245,3*($C$8-1)+4)","v":16121},{"$f":"IF(ISNA(VLOOKUP($B$6,$A$25:$E$52,IF($B$8=$A$22,3,2))),EXP(VLOOKUP($B$6,$A$25:$E$52,4)*LN(VLOOKUP($S98,#REF!,$C$8+1)/1000)+VLOOKUP($B$6,$A$25:$E$52,5)),VLOOKUP($B$6,$A$25:$E$52,IF($B$8=$A$22,3,2)))","v":{"$error":"#REF!"}}]
[null,null,null,null,null,null,null,74,{"$f":"VLOOKUP($H99,P_All!$A$5:$D$205,3*($C$8-1)+2)","v":17086},{"$f":"VLOOKUP($H99,P_All!$A$5:$D$205,3*($C$8-1)+3)","v":19789},{"$f":"VLOOKUP($H99,P_All!$A$5:$D$205,3*($C$8-1)+4)","v":23099},{"$f":"IF(ISNA(VLOOKUP($B$6,$A$25:$E$51,IF($B$8=$A$22,3,2))),EXP(VLOOKUP($B$6,$A$25:$E$51,4)*LN(VLOOKUP($H99,#REF!,$C$8+1)/1000)+VLOOKUP($B$6,$A$25:$E$51,5)),VLOOKUP($B$6,$A$25:$E$51,IF($B$8=$A$22,3,2)))","v":{"$error":"#REF!"}},74,{"$f":"VLOOKUP($H99,Other_All!$A$5:$D$205,3*($C$8-1)+2)","v":17243},{"$f":"VLOOKUP($H99,Other_All!$A$5:$D$205,3*($C$8-1)+3)","v":19435},{"$f":"VLOOKUP($H99,Other_All!$A$5:$D$205,3*($C$8-1)+4)","v":22220},{"$f":"IF(ISNA(VLOOKUP($B$6,$A$25:$E$51,IF($B$8=$A$22,3,2))),EXP(VLOOKUP($B$6,$A$25:$E$51,4)*LN(VLOOKUP($H99,#REF!,$C$8+1)/1000)+VLOOKUP($B$6,$A$25:$E$51,5)),VLOOKUP($B$6,$A$25:$E$51,IF($B$8=$A$22,3,2)))","v":{"$error":"#REF!"}},null,46.166666666666842,{"$f":"VLOOKUP($S99,P_All!$X$5:$AS$245,3*($C$8-1)+2)","v":14421},{"$f":"VLOOKUP($S99,P_All!$X$5:$AS$245,3*($C$8-1)+3)","v":15170},{"$f":"VLOOKUP($S99,P_All!$X$5:$AS$245,3*($C$8-1)+4)","v":16132},{"$f":"IF(ISNA(VLOOKUP($B$6,$A$25:$E$52,IF($B$8=$A$22,3,2))),EXP(VLOOKUP($B$6,$A$25:$E$52,4)*LN(VLOOKUP($S99,#REF!,$C$8+1)/1000)+VLOOKUP($B$6,$A$25:$E$52,5)),VLOOKUP($B$6,$A$25:$E$52,IF($B$8=$A$22,3,2)))","v":{"$error":"#REF!"}}]
[null,null,null,null,null,null,null,75,{"$f":"VLOOKUP($H100,P_All!$A$5:$D$205,3*($C$8-1)+2)","v":17133},{"$f":"VLOOKUP($H100,P_All!$A$5:$D$205,3*($C$8-1)+3)","v":19872},{"$f":"VLOOKUP($H100,P_All!$A$5:$D$205,3*($C$8-1)+4)","v":23101},{"$f":"IF(ISNA(VLOOKUP($B$6,$A$25:$E$51,IF($B$8=$A$22,3,2))),EXP(VLOOKUP($B$6,$A$25:$E$51,4)*LN(VLOOKUP($H100,#REF!,$C$8+1)/1000)+VLOOKUP($B$6,$A$25:$E$51,5)),VLOOKUP($B$6,$A$25:$E$51,IF($B$8=$A$22,3,2)))","v":{"$error":"#REF!"}},75,{"$f":"VLOOKUP($H100,Other_All!$A$5:$D$205,3*($C$8-1)+2)","v":17088},{"$f":"VLOOKUP($H100,Other_All!$A$5:$D$205,3*($C$8-1)+3)","v":19639},{"$f":"VLOOKUP($H100,Other_All!$A$5:$D$205,3*($C$8-1)+4)","v":22168},{"$f":"IF(ISNA(VLOOKUP($B$6,$A$25:$E$51,IF($B$8=$A$22,3,2))),EXP(VLOOKUP($B$6,$A$25:$E$51,4)*LN(VLOOKUP($H100,#REF!,$C$8+1)/1000)+VLOOKUP($B$6,$A$25:$E$51,5)),VLOOKUP($B$6,$A$25:$E$51,IF($B$8=$A$22,3,2)))","v":{"$error":"#REF!"}},null,46.250000000000178,{"$f":"VLOOKUP($S100,P_All!$X$5:$AS$245,3*($C$8-1)+2)","v":14479},{"$f":"VLOOKUP($S100,P_All!$X$5:$AS$245,3*($C$8-1)+3)","v":15225},{"$f":"VLOOKUP($S100,P_All!$X$5:$AS$245,3*($C$8-1)+4)","v":16149},{"$f":"IF(ISNA(VLOOKUP($B$6,$A$25:$E$52,IF($B$8=$A$22,3,2))),EXP(VLOOKUP($B$6,$A$25:$E$52,4)*LN(VLOOKUP($S100,#REF!,$C$8+1)/1000)+VLOOKUP($B$6,$A$25:$E$52,5)),VLOOKUP($B$6,$A$25:$E$52,IF($B$8=$A$22,3,2)))","v":{"$error":"#REF!"}}]
[null,null,null,null,null,null,null,76,{"$f":"VLOOKUP($H101,P_All!$A$5:$D$205,3*($C$8-1)+2)","v":17148},{"$f":"VLOOKUP($H101,P_All!$A$5:$D$205,3*($C$8-1)+3)","v":19987},{"$f":"VLOOKUP($H101,P_All!$A$5:$D$205,3*($C$8-1)+4)","v":23252},{"$f":"IF(ISNA(VLOOKUP($B$6,$A$25:$E$51,IF($B$8=$A$22,3,2))),EXP(VLOOKUP($B$6,$A$25:$E$51,4)*LN(VLOOKUP($H101,#REF!,$C$8+1)/1000)+VLOOKUP($B$6,$A$25:$E$51,5)),VLOOKUP($B$6,$A$25:$E$51,IF($B$8=$A$22,3,2)))","v":{"$error":"#REF!"}},76,{"$f":"VLOOKUP($H101,Other_All!$A$5:$D$205,3*($C$8-1)+2)","v":17107},{"$f":"VLOOKUP($H101,Other_All!$A$5:$D$205,3*($C$8-1)+3)","v":19607},{"$f":"VLOOKUP($H101,Other_All!$A$5:$D$205,3*($C$8-1)+4)","v":22114},{"$f":"IF(ISNA(VLOOKUP($B$6,$A$25:$E$51,IF($B$8=$A$22,3,2))),EXP(VLOOKUP($B$6,$A$25:$E$51,4)*LN(VLOOKUP($H101,#REF!,$C$8+1)/1000)+VLOOKUP($B$6,$A$25:$E$51,5)),VLOOKUP($B$6,$A$25:$E$51,IF($B$8=$A$22,3,2)))","v":{"$error":"#REF!"}},null,46.333333333333513,{"$f":"VLOOKUP($S101,P_All!$X$5:$AS$245,3*($C$8-1)+2)","v":14568},{"$f":"VLOOKUP($S101,P_All!$X$5:$AS$245,3*($C$8-1)+3)","v":15291},{"$f":"VLOOKUP($S101,P_All!$X$5:$AS$245,3*($C$8-1)+4)","v":16195},{"$f":"IF(ISNA(VLOOKUP($B$6,$A$25:$E$52,IF($B$8=$A$22,3,2))),EXP(VLOOKUP($B$6,$A$25:$E$52,4)*LN(VLOOKUP($S101,#REF!,$C$8+1)/1000)+VLOOKUP($B$6,$A$25:$E$52,5)),VLOOKUP($B$6,$A$25:$E$52,IF($B$8=$A$22,3,2)))","v":{"$error":"#REF!"}}]
[null,null,null,null,null,null,null,77,{"$f":"VLOOKUP($H102,P_All!$A$5:$D$205,3*($C$8-1)+2)","v":17174},{"$f":"VLOOKUP($H102,P_All!$A$5:$D$205,3*($C$8-1)+3)","v":19970},{"$f":"VLOOKUP($H102,P_All!$A$5:$D$205,3*($C$8-1)+4)","v":23023},{"$f":"IF(ISNA(VLOOKUP($B$6,$A$25:$E$51,IF($B$8=$A$22,3,2))),EXP(VLOOKUP($B$6,$A$25:$E$51,4)*LN(VLOOKUP($H102,#REF!,$C$8+1)/1000)+VLOOKUP($B$6,$A$25:$E$51,5)),VLOOKUP($B$6,$A$25:$E$51,IF($B$8=$A$22,3,2)))","v":{"$error":"#REF!"}},77,{"$f":"VLOOKUP($H102,Other_All!$A$5:$D$205,3*($C$8-1)+2)","v":17055},{"$f":"VLOOKUP($H102,Other_All!$A$5:$D$205,3*($C$8-1)+3)","v":19568},{"$f":"VLOOKUP($H102,Other_All!$A$5:$D$205,3*($C$8-1)+4)","v":22242},{"$f":"IF(ISNA(VLOOKUP($B$6,$A$25:$E$51,IF($B$8=$A$22,3,2))),EXP(VLOOKUP($B$6,$A$25:$E$51,4)*LN(VLOOKUP($H102,#REF!,$C$8+1)/1000)+VLOOKUP($B$6,$A$25:$E$51,5)),VLOOKUP($B$6,$A$25:$E$51,IF($B$8=$A$22,3,2)))","v":{"$error":"#REF!"}},null,46.416666666666849,{"$f":"VLOOKUP($S102,P_All!$X$5:$AS$245,3*($C$8-1)+2)","v":14541},{"$f":"VLOOKUP($S102,P_All!$X$5:$AS$245,3*($C$8-1)+3)","v":15270},{"$f":"VLOOKUP($S102,P_All!$X$5:$AS$245,3*($C$8-1)+4)","v":16171},{"$f":"IF(ISNA(VLOOKUP($B$6,$A$25:$E$52,IF($B$8=$A$22,3,2))),EXP(VLOOKUP($B$6,$A$25:$E$52,4)*LN(VLOOKUP($S102,#REF!,$C$8+1)/1000)+VLOOKUP($B$6,$A$25:$E$52,5)),VLOOKUP($B$6,$A$25:$E$52,IF($B$8=$A$22,3,2)))","v":{"$error":"#REF!"}}]
[null,null,null,null,null,null,null,78,{"$f":"VLOOKUP($H103,P_All!$A$5:$D$205,3*($C$8-1)+2)","v":17559},{"$f":"VLOOKUP($H103,P_All!$A$5:$D$205,3*($C$8-1)+3)","v":19997},{"$f":"VLOOKUP($H103,P_All!$A$5:$D$205,3*($C$8-1)+4)","v":23180},{"$f":"IF(ISNA(VLOOKUP($B$6,$A$25:$E$51,IF($B$8=$A$22,3,2))),EXP(VLOOKUP($B$6,$A$25:$E$51,4)*LN(VLOOKUP($H103,#REF!,$C$8+1)/1000)+VLOOKUP($B$6,$A$25:$E$51,5)),VLOOKUP($B$6,$A$25:$E$51,IF($B$8=$A$22,3,2)))","v":{"$error":"#REF!"}},78,{"$f":"VLOOKUP($H103,Other_All!$A$5:$D$205,3*($C$8-1)+2)","v":17155},{"$f":"VLOOKUP($H103,Other_All!$A$5:$D$205,3*($C$8-1)+3)","v":19638},{"$f":"VLOOKUP($H103,Other_All!$A$5:$D$205,3*($C$8-1)+4)","v":22159},{"$f":"IF(ISNA(VLOOKUP($B$6,$A$25:$E$51,IF($B$8=$A$22,3,2))),EXP(VLOOKUP($B$6,$A$25:$E$51,4)*LN(VLOOKUP($H103,#REF!,$C$8+1)/1000)+VLOOKUP($B$6,$A$25:$E$51,5)),VLOOKUP($B$6,$A$25:$E$51,IF($B$8=$A$22,3,2)))","v":{"$error":"#REF!"}},null,46.500000000000185,{"$f":"VLOOKUP($S103,P_All!$X$5:$AS$245,3*($C$8-1)+2)","v":14463},{"$f":"VLOOKUP($S103,P_All!$X$5:$AS$245,3*($C$8-1)+3)","v":15156},{"$f":"VLOOKUP($S103,P_All!$X$5:$AS$245,3*($C$8-1)+4)","v":16056},{"$f":"IF(ISNA(VLOOKUP($B$6,$A$25:$E$52,IF($B$8=$A$22,3,2))),EXP(VLOOKUP($B$6,$A$25:$E$52,4)*LN(VLOOKUP($S103,#REF!,$C$8+1)/1000)+VLOOKUP($B$6,$A$25:$E$52,5)),VLOOKUP($B$6,$A$25:$E$52,IF($B$8=$A$22,3,2)))","v":{"$error":"#REF!"}}]
[null,null,null,null,null,null,null,79,{"$f":"VLOOKUP($H104,P_All!$A$5:$D$205,3*($C$8-1)+2)","v":17434},{"$f":"VLOOKUP($H104,P_All!$A$5:$D$205,3*($C$8-1)+3)","v":20139},{"$f":"VLOOKUP($H104,P_All!$A$5:$D$205,3*($C$8-1)+4)","v":23275},{"$f":"IF(ISNA(VLOOKUP($B$6,$A$25:$E$51,IF($B$8=$A$22,3,2))),EXP(VLOOKUP($B$6,$A$25:$E$51,4)*LN(VLOOKUP($H104,#REF!,$C$8+1)/1000)+VLOOKUP($B$6,$A$25:$E$51,5)),VLOOKUP($B$6,$A$25:$E$51,IF($B$8=$A$22,3,2)))","v":{"$error":"#REF!"}},79,{"$f":"VLOOKUP($H104,Other_All!$A$5:$D$205,3*($C$8-1)+2)","v":17068},{"$f":"VLOOKUP($H104,Other_All!$A$5:$D$205,3*($C$8-1)+3)","v":19551},{"$f":"VLOOKUP($H104,Other_All!$A$5:$D$205,3*($C$8-1)+4)","v":22077},{"$f":"IF(ISNA(VLOOKUP($B$6,$A$25:$E$51,IF($B$8=$A$22,3,2))),EXP(VLOOKUP($B$6,$A$25:$E$51,4)*LN(VLOOKUP($H104,#REF!,$C$8+1)/1000)+VLOOKUP($B$6,$A$25:$E$51,5)),VLOOKUP($B$6,$A$25:$E$51,IF($B$8=$A$22,3,2)))","v":{"$error":"#REF!"}},null,46.58333333333352,{"$f":"VLOOKUP($S104,P_All!$X$5:$AS$245,3*($C$8-1)+2)","v":14385},{"$f":"VLOOKUP($S104,P_All!$X$5:$AS$245,3*($C$8-1)+3)","v":15125},{"$f":"VLOOKUP($S104,P_All!$X$5:$AS$245,3*($C$8-1)+4)","v":16053},{"$f":"IF(ISNA(VLOOKUP($B$6,$A$25:$E$52,IF($B$8=$A$22,3,2))),EXP(VLOOKUP($B$6,$A$25:$E$52,4)*LN(VLOOKUP($S104,#REF!,$C$8+1)/1000)+VLOOKUP($B$6,$A$25:$E$52,5)),VLOOKUP($B$6,$A$25:$E$52,IF($B$8=$A$22,3,2)))","v":{"$error":"#REF!"}}]
[null,null,null,null,null,null,null,80,{"$f":"VLOOKUP($H105,P_All!$A$5:$D$205,3*($C$8-1)+2)","v":17361},{"$f":"VLOOKUP($H105,P_All!$A$5:$D$205,3*($C$8-1)+3)","v":20047},{"$f":"VLOOKUP($H105,P_All!$A$5:$D$205,3*($C$8-1)+4)","v":23176},{"$f":"IF(ISNA(VLOOKUP($B$6,$A$25:$E$51,IF($B$8=$A$22,3,2))),EXP(VLOOKUP($B$6,$A$25:$E$51,4)*LN(VLOOKUP($H105,#REF!,$C$8+1)/1000)+VLOOKUP($B$6,$A$25:$E$51,5)),VLOOKUP($B$6,$A$25:$E$51,IF($B$8=$A$22,3,2)))","v":{"$error":"#REF!"}},80,{"$f":"VLOOKUP($H105,Other_All!$A$5:$D$205,3*($C$8-1)+2)","v":16946},{"$f":"VLOOKUP($H105,Other_All!$A$5:$D$205,3*($C$8-1)+3)","v":19462},{"$f":"VLOOKUP($H105,Other_All!$A$5:$D$205,3*($C$8-1)+4)","v":22258},{"$f":"IF(ISNA(VLOOKUP($B$6,$A$25:$E$51,IF($B$8=$A$22,3,2))),EXP(VLOOKUP($B$6,$A$25:$E$51,4)*LN(VLOOKUP($H105,#REF!,$C$8+1)/1000)+VLOOKUP($B$6,$A$25:$E$51,5)),VLOOKUP($B$6,$A$25:$E$51,IF($B$8=$A$22,3,2)))","v":{"$error":"#REF!"}},null,46.666666666666856,{"$f":"VLOOKUP($S105,P_All!$X$5:$AS$245,3*($C$8-1)+2)","v":14339},{"$f":"VLOOKUP($S105,P_All!$X$5:$AS$245,3*($C$8-1)+3)","v":15108},{"$f":"VLOOKUP($S105,P_All!$X$5:$AS$245,3*($C$8-1)+4)","v":16105},{"$f":"IF(ISNA(VLOOKUP($B$6,$A$25:$E$52,IF($B$8=$A$22,3,2))),EXP(VLOOKUP($B$6,$A$25:$E$52,4)*LN(VLOOKUP($S105,#REF!,$C$8+1)/1000)+VLOOKUP($B$6,$A$25:$E$52,5)),VLOOKUP($B$6,$A$25:$E$52,IF($B$8=$A$22,3,2)))","v":{"$error":"#REF!"}}]
[null,null,null,null,null,null,null,81,{"$f":"VLOOKUP($H106,P_All!$A$5:$D$205,3*($C$8-1)+2)","v":17387},{"$f":"VLOOKUP($H106,P_All!$A$5:$D$205,3*($C$8-1)+3)","v":20160},{"$f":"VLOOKUP($H106,P_All!$A$5:$D$205,3*($C$8-1)+4)","v":23435},{"$f":"IF(ISNA(VLOOKUP($B$6,$A$25:$E$51,IF($B$8=$A$22,3,2))),EXP(VLOOKUP($B$6,$A$25:$E$51,4)*LN(VLOOKUP($H106,#REF!,$C$8+1)/1000)+VLOOKUP($B$6,$A$25:$E$51,5)),VLOOKUP($B$6,$A$25:$E$51,IF($B$8=$A$22,3,2)))","v":{"$error":"#REF!"}},81,{"$f":"VLOOKUP($H106,Other_All!$A$5:$D$205,3*($C$8-1)+2)","v":16958},{"$f":"VLOOKUP($H106,Other_All!$A$5:$D$205,3*($C$8-1)+3)","v":19526},{"$f":"VLOOKUP($H106,Other_All!$A$5:$D$205,3*($C$8-1)+4)","v":22141},{"$f":"IF(ISNA(VLOOKUP($B$6,$A$25:$E$51,IF($B$8=$A$22,3,2))),EXP(VLOOKUP($B$6,$A$25:$E$51,4)*LN(VLOOKUP($H106,#REF!,$C$8+1)/1000)+VLOOKUP($B$6,$A$25:$E$51,5)),VLOOKUP($B$6,$A$25:$E$51,IF($B$8=$A$22,3,2)))","v":{"$error":"#REF!"}},null,46.750000000000192,{"$f":"VLOOKUP($S106,P_All!$X$5:$AS$245,3*($C$8-1)+2)","v":14206},{"$f":"VLOOKUP($S106,P_All!$X$5:$AS$245,3*($C$8-1)+3)","v":15014},{"$f":"VLOOKUP($S106,P_All!$X$5:$AS$245,3*($C$8-1)+4)","v":16086},{"$f":"IF(ISNA(VLOOKUP($B$6,$A$25:$E$52,IF($B$8=$A$22,3,2))),EXP(VLOOKUP($B$6,$A$25:$E$52,4)*LN(VLOOKUP($S106,#REF!,$C$8+1)/1000)+VLOOKUP($B$6,$A$25:$E$52,5)),VLOOKUP($B$6,$A$25:$E$52,IF($B$8=$A$22,3,2)))","v":{"$error":"#REF!"}}]
[null,null,null,null,null,null,null,82,{"$f":"VLOOKUP($H107,P_All!$A$5:$D$205,3*($C$8-1)+2)","v":17437},{"$f":"VLOOKUP($H107,P_All!$A$5:$D$205,3*($C$8-1)+3)","v":20133},{"$f":"VLOOKUP($H107,P_All!$A$5:$D$205,3*($C$8-1)+4)","v":23334},{"$f":"IF(ISNA(VLOOKUP($B$6,$A$25:$E$51,IF($B$8=$A$22,3,2))),EXP(VLOOKUP($B$6,$A$25:$E$51,4)*LN(VLOOKUP($H107,#REF!,$C$8+1)/1000)+VLOOKUP($B$6,$A$25:$E$51,5)),VLOOKUP($B$6,$A$25:$E$51,IF($B$8=$A$22,3,2)))","v":{"$error":"#REF!"}},82,{"$f":"VLOOKUP($H107,Other_All!$A$5:$D$205,3*($C$8-1)+2)","v":17098},{"$f":"VLOOKUP($H107,Other_All!$A$5:$D$205,3*($C$8-1)+3)","v":19465},{"$f":"VLOOKUP($H107,Other_All!$A$5:$D$205,3*($C$8-1)+4)","v":22180},{"$f":"IF(ISNA(VLOOKUP($B$6,$A$25:$E$51,IF($B$8=$A$22,3,2))),EXP(VLOOKUP($B$6,$A$25:$E$51,4)*LN(VLOOKUP($H107,#REF!,$C$8+1)/1000)+VLOOKUP($B$6,$A$25:$E$51,5)),VLOOKUP($B$6,$A$25:$E$51,IF($B$8=$A$22,3,2)))","v":{"$error":"#REF!"}},null,46.833333333333528,{"$f":"VLOOKUP($S107,P_All!$X$5:$AS$245,3*($C$8-1)+2)","v":14131},{"$f":"VLOOKUP($S107,P_All!$X$5:$AS$245,3*($C$8-1)+3)","v":14975},{"$f":"VLOOKUP($S107,P_All!$X$5:$AS$245,3*($C$8-1)+4)","v":16041},{"$f":"IF(ISNA(VLOOKUP($B$6,$A$25:$E$52,IF($B$8=$A$22,3,2))),EXP(VLOOKUP($B$6,$A$25:$E$52,4)*LN(VLOOKUP($S107,#REF!,$C$8+1)/1000)+VLOOKUP($B$6,$A$25:$E$52,5)),VLOOKUP($B$6,$A$25:$E$52,IF($B$8=$A$22,3,2)))","v":{"$error":"#REF!"}}]
[null,null,null,null,null,null,null,83,{"$f":"VLOOKUP($H108,P_All!$A$5:$D$205,3*($C$8-1)+2)","v":17477},{"$f":"VLOOKUP($H108,P_All!$A$5:$D$205,3*($C$8-1)+3)","v":20090},{"$f":"VLOOKUP($H108,P_All!$A$5:$D$205,3*($C$8-1)+4)","v":23591},{"$f":"IF(ISNA(VLOOKUP($B$6,$A$25:$E$51,IF($B$8=$A$22,3,2))),EXP(VLOOKUP($B$6,$A$25:$E$51,4)*LN(VLOOKUP($H108,#REF!,$C$8+1)/1000)+VLOOKUP($B$6,$A$25:$E$51,5)),VLOOKUP($B$6,$A$25:$E$51,IF($B$8=$A$22,3,2)))","v":{"$error":"#REF!"}},83,{"$f":"VLOOKUP($H108,Other_All!$A$5:$D$205,3*($C$8-1)+2)","v":17073},{"$f":"VLOOKUP($H108,Other_All!$A$5:$D$205,3*($C$8-1)+3)","v":19574},{"$f":"VLOOKUP($H108,Other_All!$A$5:$D$205,3*($C$8-1)+4)","v":22272},{"$f":"IF(ISNA(VLOOKUP($B$6,$A$25:$E$51,IF($B$8=$A$22,3,2))),EXP(VLOOKUP($B$6,$A$25:$E$51,4)*LN(VLOOKUP($H108,#REF!,$C$8+1)/1000)+VLOOKUP($B$6,$A$25:$E$51,5)),VLOOKUP($B$6,$A$25:$E$51,IF($B$8=$A$22,3,2)))","v":{"$error":"#REF!"}},null,46.916666666666863,{"$f":"VLOOKUP($S108,P_All!$X$5:$AS$245,3*($C$8-1)+2)","v":14122},{"$f":"VLOOKUP($S108,P_All!$X$5:$AS$245,3*($C$8-1)+3)","v":14951},{"$f":"VLOOKUP($S108,P_All!$X$5:$AS$245,3*($C$8-1)+4)","v":16022},{"$f":"IF(ISNA(VLOOKUP($B$6,$A$25:$E$52,IF($B$8=$A$22,3,2))),EXP(VLOOKUP($B$6,$A$25:$E$52,4)*LN(VLOOKUP($S108,#REF!,$C$8+1)/1000)+VLOOKUP($B$6,$A$25:$E$52,5)),VLOOKUP($B$6,$A$25:$E$52,IF($B$8=$A$22,3,2)))","v":{"$error":"#REF!"}}]
[null,null,null,null,null,null,null,84,{"$f":"VLOOKUP($H109,P_All!$A$5:$D$205,3*($C$8-1)+2)","v":17340},{"$f":"VLOOKUP($H109,P_All!$A$5:$D$205,3*($C$8-1)+3)","v":20148},{"$f":"VLOOKUP($H109,P_All!$A$5:$D$205,3*($C$8-1)+4)","v":23780},{"$f":"IF(ISNA(VLOOKUP($B$6,$A$25:$E$51,IF($B$8=$A$22,3,2))),EXP(VLOOKUP($B$6,$A$25:$E$51,4)*LN(VLOOKUP($H109,#REF!,$C$8+1)/1000)+VLOOKUP($B$6,$A$25:$E$51,5)),VLOOKUP($B$6,$A$25:$E$51,IF($B$8=$A$22,3,2)))","v":{"$error":"#REF!"}},84,{"$f":"VLOOKUP($H109,Other_All!$A$5:$D$205,3*($C$8-1)+2)","v":17054},{"$f":"VLOOKUP($H109,Other_All!$A$5:$D$205,3*($C$8-1)+3)","v":19641},{"$f":"VLOOKUP($H109,Other_All!$A$5:$D$205,3*($C$8-1)+4)","v":22364},{"$f":"IF(ISNA(VLOOKUP($B$6,$A$25:$E$51,IF($B$8=$A$22,3,2))),EXP(VLOOKUP($B$6,$A$25:$E$51,4)*LN(VLOOKUP($H109,#REF!,$C$8+1)/1000)+VLOOKUP($B$6,$A$25:$E$51,5)),VLOOKUP($B$6,$A$25:$E$51,IF($B$8=$A$22,3,2)))","v":{"$error":"#REF!"}},null,47.000000000000199,{"$f":"VLOOKUP($S109,P_All!$X$5:$AS$245,3*($C$8-1)+2)","v":14094},{"$f":"VLOOKUP($S109,P_All!$X$5:$AS$245,3*($C$8-1)+3)","v":14908},{"$f":"VLOOKUP($S109,P_All!$X$5:$AS$245,3*($C$8-1)+4)","v":15961},{"$f":"IF(ISNA(VLOOKUP($B$6,$A$25:$E$52,IF($B$8=$A$22,3,2))),EXP(VLOOKUP($B$6,$A$25:$E$52,4)*LN(VLOOKUP($S109,#REF!,$C$8+1)/1000)+VLOOKUP($B$6,$A$25:$E$52,5)),VLOOKUP($B$6,$A$25:$E$52,IF($B$8=$A$22,3,2)))","v":{"$error":"#REF!"}}]
[null,null,null,null,null,null,null,85,{"$f":"VLOOKUP($H110,P_All!$A$5:$D$205,3*($C$8-1)+2)","v":17385},{"$f":"VLOOKUP($H110,P_All!$A$5:$D$205,3*($C$8-1)+3)","v":20113},{"$f":"VLOOKUP($H110,P_All!$A$5:$D$205,3*($C$8-1)+4)","v":23799},{"$f":"IF(ISNA(VLOOKUP($B$6,$A$25:$E$51,IF($B$8=$A$22,3,2))),EXP(VLOOKUP($B$6,$A$25:$E$51,4)*LN(VLOOKUP($H110,#REF!,$C$8+1)/1000)+VLOOKUP($B$6,$A$25:$E$51,5)),VLOOKUP($B$6,$A$25:$E$51,IF($B$8=$A$22,3,2)))","v":{"$error":"#REF!"}},85,{"$f":"VLOOKUP($H110,Other_All!$A$5:$D$205,3*($C$8-1)+2)","v":17063},{"$f":"VLOOKUP($H110,Other_All!$A$5:$D$205,3*($C$8-1)+3)","v":19569},{"$f":"VLOOKUP($H110,Other_All!$A$5:$D$205,3*($C$8-1)+4)","v":22227},{"$f":"IF(ISNA(VLOOKUP($B$6,$A$25:$E$51,IF($B$8=$A$22,3,2))),EXP(VLOOKUP($B$6,$A$25:$E$51,4)*LN(VLOOKUP($H110,#REF!,$C$8+1)/1000)+VLOOKUP($B$6,$A$25:$E$51,5)),VLOOKUP($B$6,$A$25:$E$51,IF($B$8=$A$22,3,2)))","v":{"$error":"#REF!"}},null,47.083333333333535,{"$f":"VLOOKUP($S110,P_All!$X$5:$AS$245,3*($C$8-1)+2)","v":14101},{"$f":"VLOOKUP($S110,P_All!$X$5:$AS$245,3*($C$8-1)+3)","v":14884},{"$f":"VLOOKUP($S110,P_All!$X$5:$AS$245,3*($C$8-1)+4)","v":15926},{"$f":"IF(ISNA(VLOOKUP($B$6,$A$25:$E$52,IF($B$8=$A$22,3,2))),EXP(VLOOKUP($B$6,$A$25:$E$52,4)*LN(VLOOKUP($S110,#REF!,$C$8+1)/1000)+VLOOKUP($B$6,$A$25:$E$52,5)),VLOOKUP($B$6,$A$25:$E$52,IF($B$8=$A$22,3,2)))","v":{"$error":"#REF!"}}]
[null,null,null,null,null,null,null,86,{"$f":"VLOOKUP($H111,P_All!$A$5:$D$205,3*($C$8-1)+2)","v":17472},{"$f":"VLOOKUP($H111,P_All!$A$5:$D$205,3*($C$8-1)+3)","v":20240},{"$f":"VLOOKUP($H111,P_All!$A$5:$D$205,3*($C$8-1)+4)","v":23768},{"$f":"IF(ISNA(VLOOKUP($B$6,$A$25:$E$51,IF($B$8=$A$22,3,2))),EXP(VLOOKUP($B$6,$A$25:$E$51,4)*LN(VLOOKUP($H111,#REF!,$C$8+1)/1000)+VLOOKUP($B$6,$A$25:$E$51,5)),VLOOKUP($B$6,$A$25:$E$51,IF($B$8=$A$22,3,2)))","v":{"$error":"#REF!"}},86,{"$f":"VLOOKUP($H111,Other_All!$A$5:$D$205,3*($C$8-1)+2)","v":17093},{"$f":"VLOOKUP($H111,Other_All!$A$5:$D$205,3*($C$8-1)+3)","v":19496},{"$f":"VLOOKUP($H111,Other_All!$A$5:$D$205,3*($C$8-1)+4)","v":22241},{"$f":"IF(ISNA(VLOOKUP($B$6,$A$25:$E$51,IF($B$8=$A$22,3,2))),EXP(VLOOKUP($B$6,$A$25:$E$51,4)*LN(VLOOKUP($H111,#REF!,$C$8+1)/1000)+VLOOKUP($B$6,$A$25:$E$51,5)),VLOOKUP($B$6,$A$25:$E$51,IF($B$8=$A$22,3,2)))","v":{"$error":"#REF!"}},null,47.16666666666687,{"$f":"VLOOKUP($S111,P_All!$X$5:$AS$245,3*($C$8-1)+2)","v":14135},{"$f":"VLOOKUP($S111,P_All!$X$5:$AS$245,3*($C$8-1)+3)","v":14875},{"$f":"VLOOKUP($S111,P_All!$X$5:$AS$245,3*($C$8-1)+4)","v":15889},{"$f":"IF(ISNA(VLOOKUP($B$6,$A$25:$E$52,IF($B$8=$A$22,3,2))),EXP(VLOOKUP($B$6,$A$25:$E$52,4)*LN(VLOOKUP($S111,#REF!,$C$8+1)/1000)+VLOOKUP($B$6,$A$25:$E$52,5)),VLOOKUP($B$6,$A$25:$E$52,IF($B$8=$A$22,3,2)))","v":{"$error":"#REF!"}}]
[null,null,null,null,null,null,null,87,{"$f":"VLOOKUP($H112,P_All!$A$5:$D$205,3*($C$8-1)+2)","v":17332},{"$f":"VLOOKUP($H112,P_All!$A$5:$D$205,3*($C$8-1)+3)","v":20228},{"$f":"VLOOKUP($H112,P_All!$A$5:$D$205,3*($C$8-1)+4)","v":23710},{"$f":"IF(ISNA(VLOOKUP($B$6,$A$25:$E$51,IF($B$8=$A$22,3,2))),EXP(VLOOKUP($B$6,$A$25:$E$51,4)*LN(VLOOKUP($H112,#REF!,$C$8+1)/1000)+VLOOKUP($B$6,$A$25:$E$51,5)),VLOOKUP($B$6,$A$25:$E$51,IF($B$8=$A$22,3,2)))","v":{"$error":"#REF!"}},87,{"$f":"VLOOKUP($H112,Other_All!$A$5:$D$205,3*($C$8-1)+2)","v":17061},{"$f":"VLOOKUP($H112,Other_All!$A$5:$D$205,3*($C$8-1)+3)","v":19426},{"$f":"VLOOKUP($H112,Other_All!$A$5:$D$205,3*($C$8-1)+4)","v":22179},{"$f":"IF(ISNA(VLOOKUP($B$6,$A$25:$E$51,IF($B$8=$A$22,3,2))),EXP(VLOOKUP($B$6,$A$25:$E$51,4)*LN(VLOOKUP($H112,#REF!,$C$8+1)/1000)+VLOOKUP($B$6,$A$25:$E$51,5)),VLOOKUP($B$6,$A$25:$E$51,IF($B$8=$A$22,3,2)))","v":{"$error":"#REF!"}},null,47.250000000000206,{"$f":"VLOOKUP($S112,P_All!$X$5:$AS$245,3*($C$8-1)+2)","v":14206},{"$f":"VLOOKUP($S112,P_All!$X$5:$AS$245,3*($C$8-1)+3)","v":14918},{"$f":"VLOOKUP($S112,P_All!$X$5:$AS$245,3*($C$8-1)+4)","v":15929},{"$f":"IF(ISNA(VLOOKUP($B$6,$A$25:$E$52,IF($B$8=$A$22,3,2))),EXP(VLOOKUP($B$6,$A$25:$E$52,4)*LN(VLOOKUP($S112,#REF!,$C$8+1)/1000)+VLOOKUP($B$6,$A$25:$E$52,5)),VLOOKUP($B$6,$A$25:$E$52,IF($B$8=$A$22,3,2)))","v":{"$error":"#REF!"}}]
[null,null,null,null,null,null,null,88,{"$f":"VLOOKUP($H113,P_All!$A$5:$D$205,3*($C$8-1)+2)","v":17494},{"$f":"VLOOKUP($H113,P_All!$A$5:$D$205,3*($C$8-1)+3)","v":20110},{"$f":"VLOOKUP($H113,P_All!$A$5:$D$205,3*($C$8-1)+4)","v":23759},{"$f":"IF(ISNA(VLOOKUP($B$6,$A$25:$E$51,IF($B$8=$A$22,3,2))),EXP(VLOOKUP($B$6,$A$25:$E$51,4)*LN(VLOOKUP($H113,#REF!,$C$8+1)/1000)+VLOOKUP($B$6,$A$25:$E$51,5)),VLOOKUP($B$6,$A$25:$E$51,IF($B$8=$A$22,3,2)))","v":{"$error":"#REF!"}},88,{"$f":"VLOOKUP($H113,Other_All!$A$5:$D$205,3*($C$8-1)+2)","v":17223},{"$f":"VLOOKUP($H113,Other_All!$A$5:$D$205,3*($C$8-1)+3)","v":19373},{"$f":"VLOOKUP($H113,Other_All!$A$5:$D$205,3*($C$8-1)+4)","v":22378},{"$f":"IF(ISNA(VLOOKUP($B$6,$A$25:$E$51,IF($B$8=$A$22,3,2))),EXP(VLOOKUP($B$6,$A$25:$E$51,4)*LN(VLOOKUP($H113,#REF!,$C$8+1)/1000)+VLOOKUP($B$6,$A$25:$E$51,5)),VLOOKUP($B$6,$A$25:$E$51,IF($B$8=$A$22,3,2)))","v":{"$error":"#REF!"}},null,47.333333333333542,{"$f":"VLOOKUP($S113,P_All!$X$5:$AS$245,3*($C$8-1)+2)","v":14283},{"$f":"VLOOKUP($S113,P_All!$X$5:$AS$245,3*($C$8-1)+3)","v":14986},{"$f":"VLOOKUP($S113,P_All!$X$5:$AS$245,3*($C$8-1)+4)","v":16037},{"$f":"IF(ISNA(VLOOKUP($B$6,$A$25:$E$52,IF($B$8=$A$22,3,2))),EXP(VLOOKUP($B$6,$A$25:$E$52,4)*LN(VLOOKUP($S113,#REF!,$C$8+1)/1000)+VLOOKUP($B$6,$A$25:$E$52,5)),VLOOKUP($B$6,$A$25:$E$52,IF($B$8=$A$22,3,2)))","v":{"$error":"#REF!"}}]
[null,null,null,null,null,null,null,89,{"$f":"VLOOKUP($H114,P_All!$A$5:$D$205,3*($C$8-1)+2)","v":17691},{"$f":"VLOOKUP($H114,P_All!$A$5:$D$205,3*($C$8-1)+3)","v":20079},{"$f":"VLOOKUP($H114,P_All!$A$5:$D$205,3*($C$8-1)+4)","v":23977},{"$f":"IF(ISNA(VLOOKUP($B$6,$A$25:$E$51,IF($B$8=$A$22,3,2))),EXP(VLOOKUP($B$6,$A$25:$E$51,4)*LN(VLOOKUP($H114,#REF!,$C$8+1)/1000)+VLOOKUP($B$6,$A$25:$E$51,5)),VLOOKUP($B$6,$A$25:$E$51,IF($B$8=$A$22,3,2)))","v":{"$error":"#REF!"}},89,{"$f":"VLOOKUP($H114,Other_All!$A$5:$D$205,3*($C$8-1)+2)","v":17407},{"$f":"VLOOKUP($H114,Other_All!$A$5:$D$205,3*($C$8-1)+3)","v":19453},{"$f":"VLOOKUP($H114,Other_All!$A$5:$D$205,3*($C$8-1)+4)","v":22311},{"$f":"IF(ISNA(VLOOKUP($B$6,$A$25:$E$51,IF($B$8=$A$22,3,2))),EXP(VLOOKUP($B$6,$A$25:$E$51,4)*LN(VLOOKUP($H114,#REF!,$C$8+1)/1000)+VLOOKUP($B$6,$A$25:$E$51,5)),VLOOKUP($B$6,$A$25:$E$51,IF($B$8=$A$22,3,2)))","v":{"$error":"#REF!"}},null,47.416666666666877,{"$f":"VLOOKUP($S114,P_All!$X$5:$AS$245,3*($C$8-1)+2)","v":14274},{"$f":"VLOOKUP($S114,P_All!$X$5:$AS$245,3*($C$8-1)+3)","v":14960},{"$f":"VLOOKUP($S114,P_All!$X$5:$AS$245,3*($C$8-1)+4)","v":16046},{"$f":"IF(ISNA(VLOOKUP($B$6,$A$25:$E$52,IF($B$8=$A$22,3,2))),EXP(VLOOKUP($B$6,$A$25:$E$52,4)*LN(VLOOKUP($S114,#REF!,$C$8+1)/1000)+VLOOKUP($B$6,$A$25:$E$52,5)),VLOOKUP($B$6,$A$25:$E$52,IF($B$8=$A$22,3,2)))","v":{"$error":"#REF!"}}]
[null,null,null,null,null,null,null,90,{"$f":"VLOOKUP($H115,P_All!$A$5:$D$205,3*($C$8-1)+2)","v":17637},{"$f":"VLOOKUP($H115,P_All!$A$5:$D$205,3*($C$8-1)+3)","v":19991},{"$f":"VLOOKUP($H115,P_All!$A$5:$D$205,3*($C$8-1)+4)","v":24106},{"$f":"IF(ISNA(VLOOKUP($B$6,$A$25:$E$51,IF($B$8=$A$22,3,2))),EXP(VLOOKUP($B$6,$A$25:$E$51,4)*LN(VLOOKUP($H115,#REF!,$C$8+1)/1000)+VLOOKUP($B$6,$A$25:$E$51,5)),VLOOKUP($B$6,$A$25:$E$51,IF($B$8=$A$22,3,2)))","v":{"$error":"#REF!"}},90,{"$f":"VLOOKUP($H115,Other_All!$A$5:$D$205,3*($C$8-1)+2)","v":17283},{"$f":"VLOOKUP($H115,Other_All!$A$5:$D$205,3*($C$8-1)+3)","v":19534},{"$f":"VLOOKUP($H115,Other_All!$A$5:$D$205,3*($C$8-1)+4)","v":22210},{"$f":"IF(ISNA(VLOOKUP($B$6,$A$25:$E$51,IF($B$8=$A$22,3,2))),EXP(VLOOKUP($B$6,$A$25:$E$51,4)*LN(VLOOKUP($H115,#REF!,$C$8+1)/1000)+VLOOKUP($B$6,$A$25:$E$51,5)),VLOOKUP($B$6,$A$25:$E$51,IF($B$8=$A$22,3,2)))","v":{"$error":"#REF!"}},null,47.500000000000213,{"$f":"VLOOKUP($S115,P_All!$X$5:$AS$245,3*($C$8-1)+2)","v":14172},{"$f":"VLOOKUP($S115,P_All!$X$5:$AS$245,3*($C$8-1)+3)","v":14858},{"$f":"VLOOKUP($S115,P_All!$X$5:$AS$245,3*($C$8-1)+4)","v":15921},{"$f":"IF(ISNA(VLOOKUP($B$6,$A$25:$E$52,IF($B$8=$A$22,3,2))),EXP(VLOOKUP($B$6,$A$25:$E$52,4)*LN(VLOOKUP($S115,#REF!,$C$8+1)/1000)+VLOOKUP($B$6,$A$25:$E$52,5)),VLOOKUP($B$6,$A$25:$E$52,IF($B$8=$A$22,3,2)))","v":{"$error":"#REF!"}}]
[null,null,null,null,null,null,null,91,{"$f":"VLOOKUP($H116,P_All!$A$5:$D$205,3*($C$8-1)+2)","v":17632},{"$f":"VLOOKUP($H116,P_All!$A$5:$D$205,3*($C$8-1)+3)","v":20039},{"$f":"VLOOKUP($H116,P_All!$A$5:$D$205,3*($C$8-1)+4)","v":23707},{"$f":"IF(ISNA(VLOOKUP($B$6,$A$25:$E$51,IF($B$8=$A$22,3,2))),EXP(VLOOKUP($B$6,$A$25:$E$51,4)*LN(VLOOKUP($H116,#REF!,$C$8+1)/1000)+VLOOKUP($B$6,$A$25:$E$51,5)),VLOOKUP($B$6,$A$25:$E$51,IF($B$8=$A$22,3,2)))","v":{"$error":"#REF!"}},91,{"$f":"VLOOKUP($H116,Other_All!$A$5:$D$205,3*($C$8-1)+2)","v":17295},{"$f":"VLOOKUP($H116,Other_All!$A$5:$D$205,3*($C$8-1)+3)","v":19452},{"$f":"VLOOKUP($H116,Other_All!$A$5:$D$205,3*($C$8-1)+4)","v":22119},{"$f":"IF(ISNA(VLOOKUP($B$6,$A$25:$E$51,IF($B$8=$A$22,3,2))),EXP(VLOOKUP($B$6,$A$25:$E$51,4)*LN(VLOOKUP($H116,#REF!,$C$8+1)/1000)+VLOOKUP($B$6,$A$25:$E$51,5)),VLOOKUP($B$6,$A$25:$E$51,IF($B$8=$A$22,3,2)))","v":{"$error":"#REF!"}},null,47.583333333333549,{"$f":"VLOOKUP($S116,P_All!$X$5:$AS$245,3*($C$8-1)+2)","v":14116},{"$f":"VLOOKUP($S116,P_All!$X$5:$AS$245,3*($C$8-1)+3)","v":14829},{"$f":"VLOOKUP($S116,P_All!$X$5:$AS$245,3*($C$8-1)+4)","v":15937},{"$f":"IF(ISNA(VLOOKUP($B$6,$A$25:$E$52,IF($B$8=$A$22,3,2))),EXP(VLOOKUP($B$6,$A$25:$E$52,4)*LN(VLOOKUP($S116,#REF!,$C$8+1)/1000)+VLOOKUP($B$6,$A$25:$E$52,5)),VLOOKUP($B$6,$A$25:$E$52,IF($B$8=$A$22,3,2)))","v":{"$error":"#REF!"}}]
[null,null,null,null,null,null,null,92,{"$f":"VLOOKUP($H117,P_All!$A$5:$D$205,3*($C$8-1)+2)","v":17569},{"$f":"VLOOKUP($H117,P_All!$A$5:$D$205,3*($C$8-1)+3)","v":20243},{"$f":"VLOOKUP($H117,P_All!$A$5:$D$205,3*($C$8-1)+4)","v":23891},{"$f":"IF(ISNA(VLOOKUP($B$6,$A$25:$E$51,IF($B$8=$A$22,3,2))),EXP(VLOOKUP($B$6,$A$25:$E$51,4)*LN(VLOOKUP($H117,#REF!,$C$8+1)/1000)+VLOOKUP($B$6,$A$25:$E$51,5)),VLOOKUP($B$6,$A$25:$E$51,IF($B$8=$A$22,3,2)))","v":{"$error":"#REF!"}},92,{"$f":"VLOOKUP($H117,Other_All!$A$5:$D$205,3*($C$8-1)+2)","v":17399},{"$f":"VLOOKUP($H117,Other_All!$A$5:$D$205,3*($C$8-1)+3)","v":19498},{"$f":"VLOOKUP($H117,Other_All!$A$5:$D$205,3*($C$8-1)+4)","v":22246},{"$f":"IF(ISNA(VLOOKUP($B$6,$A$25:$E$51,IF($B$8=$A$22,3,2))),EXP(VLOOKUP($B$6,$A$25:$E$51,4)*LN(VLOOKUP($H117,#REF!,$C$8+1)/1000)+VLOOKUP($B$6,$A$25:$E$51,5)),VLOOKUP($B$6,$A$25:$E$51,IF($B$8=$A$22,3,2)))","v":{"$error":"#REF!"}},null,47.666666666666885,{"$f":"VLOOKUP($S117,P_All!$X$5:$AS$245,3*($C$8-1)+2)","v":14065},{"$f":"VLOOKUP($S117,P_All!$X$5:$AS$245,3*($C$8-1)+3)","v":14824},{"$f":"VLOOKUP($S117,P_All!$X$5:$AS$245,3*($C$8-1)+4)","v":15929},{"$f":"IF(ISNA(VLOOKUP($B$6,$A$25:$E$52,IF($B$8=$A$22,3,2))),EXP(VLOOKUP($B$6,$A$25:$E$52,4)*LN(VLOOKUP($S117,#REF!,$C$8+1)/1000)+VLOOKUP($B$6,$A$25:$E$52,5)),VLOOKUP($B$6,$A$25:$E$52,IF($B$8=$A$22,3,2)))","v":{"$error":"#REF!"}}]
[null,null,null,null,null,null,null,93,{"$f":"VLOOKUP($H118,P_All!$A$5:$D$205,3*($C$8-1)+2)","v":17578},{"$f":"VLOOKUP($H118,P_All!$A$5:$D$205,3*($C$8-1)+3)","v":20177},{"$f":"VLOOKUP($H118,P_All!$A$5:$D$205,3*($C$8-1)+4)","v":23838},{"$f":"IF(ISNA(VLOOKUP($B$6,$A$25:$E$51,IF($B$8=$A$22,3,2))),EXP(VLOOKUP($B$6,$A$25:$E$51,4)*LN(VLOOKUP($H118,#REF!,$C$8+1)/1000)+VLOOKUP($B$6,$A$25:$E$51,5)),VLOOKUP($B$6,$A$25:$E$51,IF($B$8=$A$22,3,2)))","v":{"$error":"#REF!"}},93,{"$f":"VLOOKUP($H118,Other_All!$A$5:$D$205,3*($C$8-1)+2)","v":17212},{"$f":"VLOOKUP($H118,Other_All!$A$5:$D$205,3*($C$8-1)+3)","v":19527},{"$f":"VLOOKUP($H118,Other_All!$A$5:$D$205,3*($C$8-1)+4)","v":22292},{"$f":"IF(ISNA(VLOOKUP($B$6,$A$25:$E$51,IF($B$8=$A$22,3,2))),EXP(VLOOKUP($B$6,$A$25:$E$51,4)*LN(VLOOKUP($H118,#REF!,$C$8+1)/1000)+VLOOKUP($B$6,$A$25:$E$51,5)),VLOOKUP($B$6,$A$25:$E$51,IF($B$8=$A$22,3,2)))","v":{"$error":"#REF!"}},null,47.75000000000022,{"$f":"VLOOKUP($S118,P_All!$X$5:$AS$245,3*($C$8-1)+2)","v":13919},{"$f":"VLOOKUP($S118,P_All!$X$5:$AS$245,3*($C$8-1)+3)","v":14722},{"$f":"VLOOKUP($S118,P_All!$X$5:$AS$245,3*($C$8-1)+4)","v":15910},{"$f":"IF(ISNA(VLOOKUP($B$6,$A$25:$E$52,IF($B$8=$A$22,3,2))),EXP(VLOOKUP($B$6,$A$25:$E$52,4)*LN(VLOOKUP($S118,#REF!,$C$8+1)/1000)+VLOOKUP($B$6,$A$25:$E$52,5)),VLOOKUP($B$6,$A$25:$E$52,IF($B$8=$A$22,3,2)))","v":{"$error":"#REF!"}}]
[null,null,null,null,null,null,null,94,{"$f":"VLOOKUP($H119,P_All!$A$5:$D$205,3*($C$8-1)+2)","v":17614},{"$f":"VLOOKUP($H119,P_All!$A$5:$D$205,3*($C$8-1)+3)","v":20357},{"$f":"VLOOKUP($H119,P_All!$A$5:$D$205,3*($C$8-1)+4)","v":23809},{"$f":"IF(ISNA(VLOOKUP($B$6,$A$25:$E$51,IF($B$8=$A$22,3,2))),EXP(VLOOKUP($B$6,$A$25:$E$51,4)*LN(VLOOKUP($H119,#REF!,$C$8+1)/1000)+VLOOKUP($B$6,$A$25:$E$51,5)),VLOOKUP($B$6,$A$25:$E$51,IF($B$8=$A$22,3,2)))","v":{"$error":"#REF!"}},94,{"$f":"VLOOKUP($H119,Other_All!$A$5:$D$205,3*($C$8-1)+2)","v":17235},{"$f":"VLOOKUP($H119,Other_All!$A$5:$D$205,3*($C$8-1)+3)","v":19655},{"$f":"VLOOKUP($H119,Other_All!$A$5:$D$205,3*($C$8-1)+4)","v":22168},{"$f":"IF(ISNA(VLOOKUP($B$6,$A$25:$E$51,IF($B$8=$A$22,3,2))),EXP(VLOOKUP($B$6,$A$25:$E$51,4)*LN(VLOOKUP($H119,#REF!,$C$8+1)/1000)+VLOOKUP($B$6,$A$25:$E$51,5)),VLOOKUP($B$6,$A$25:$E$51,IF($B$8=$A$22,3,2)))","v":{"$error":"#REF!"}},null,47.833333333333556,{"$f":"VLOOKUP($S119,P_All!$X$5:$AS$245,3*($C$8-1)+2)","v":13832},{"$f":"VLOOKUP($S119,P_All!$X$5:$AS$245,3*($C$8-1)+3)","v":14677},{"$f":"VLOOKUP($S119,P_All!$X$5:$AS$245,3*($C$8-1)+4)","v":15915},{"$f":"IF(ISNA(VLOOKUP($B$6,$A$25:$E$52,IF($B$8=$A$22,3,2))),EXP(VLOOKUP($B$6,$A$25:$E$52,4)*LN(VLOOKUP($S119,#REF!,$C$8+1)/1000)+VLOOKUP($B$6,$A$25:$E$52,5)),VLOOKUP($B$6,$A$25:$E$52,IF($B$8=$A$22,3,2)))","v":{"$error":"#REF!"}}]
[null,null,null,null,null,null,null,95,{"$f":"VLOOKUP($H120,P_All!$A$5:$D$205,3*($C$8-1)+2)","v":17620},{"$f":"VLOOKUP($H120,P_All!$A$5:$D$205,3*($C$8-1)+3)","v":20480},{"$f":"VLOOKUP($H120,P_All!$A$5:$D$205,3*($C$8-1)+4)","v":23711},{"$f":"IF(ISNA(VLOOKUP($B$6,$A$25:$E$51,IF($B$8=$A$22,3,2))),EXP(VLOOKUP($B$6,$A$25:$E$51,4)*LN(VLOOKUP($H120,#REF!,$C$8+1)/1000)+VLOOKUP($B$6,$A$25:$E$51,5)),VLOOKUP($B$6,$A$25:$E$51,IF($B$8=$A$22,3,2)))","v":{"$error":"#REF!"}},95,{"$f":"VLOOKUP($H120,Other_All!$A$5:$D$205,3*($C$8-1)+2)","v":17066},{"$f":"VLOOKUP($H120,Other_All!$A$5:$D$205,3*($C$8-1)+3)","v":19577},{"$f":"VLOOKUP($H120,Other_All!$A$5:$D$205,3*($C$8-1)+4)","v":22269},{"$f":"IF(ISNA(VLOOKUP($B$6,$A$25:$E$51,IF($B$8=$A$22,3,2))),EXP(VLOOKUP($B$6,$A$25:$E$51,4)*LN(VLOOKUP($H120,#REF!,$C$8+1)/1000)+VLOOKUP($B$6,$A$25:$E$51,5)),VLOOKUP($B$6,$A$25:$E$51,IF($B$8=$A$22,3,2)))","v":{"$error":"#REF!"}},null,47.916666666666892,{"$f":"VLOOKUP($S120,P_All!$X$5:$AS$245,3*($C$8-1)+2)","v":13816},{"$f":"VLOOKUP($S120,P_All!$X$5:$AS$245,3*($C$8-1)+3)","v":14656},{"$f":"VLOOKUP($S120,P_All!$X$5:$AS$245,3*($C$8-1)+4)","v":15963},{"$f":"IF(ISNA(VLOOKUP($B$6,$A$25:$E$52,IF($B$8=$A$22,3,2))),EXP(VLOOKUP($B$6,$A$25:$E$52,4)*LN(VLOOKUP($S120,#REF!,$C$8+1)/1000)+VLOOKUP($B$6,$A$25:$E$52,5)),VLOOKUP($B$6,$A$25:$E$52,IF($B$8=$A$22,3,2)))","v":{"$error":"#REF!"}}]
[null,null,null,null,null,null,null,96,{"$f":"VLOOKUP($H121,P_All!$A$5:$D$205,3*($C$8-1)+2)","v":17633},{"$f":"VLOOKUP($H121,P_All!$A$5:$D$205,3*($C$8-1)+3)","v":20375},{"$f":"VLOOKUP($H121,P_All!$A$5:$D$205,3*($C$8-1)+4)","v":23844},{"$f":"IF(ISNA(VLOOKUP($B$6,$A$25:$E$51,IF($B$8=$A$22,3,2))),EXP(VLOOKUP($B$6,$A$25:$E$51,4)*LN(VLOOKUP($H121,#REF!,$C$8+1)/1000)+VLOOKUP($B$6,$A$25:$E$51,5)),VLOOKUP($B$6,$A$25:$E$51,IF($B$8=$A$22,3,2)))","v":{"$error":"#REF!"}},96,{"$f":"VLOOKUP($H121,Other_All!$A$5:$D$205,3*($C$8-1)+2)","v":17169},{"$f":"VLOOKUP($H121,Other_All!$A$5:$D$205,3*($C$8-1)+3)","v":19552},{"$f":"VLOOKUP($H121,Other_All!$A$5:$D$205,3*($C$8-1)+4)","v":22339},{"$f":"IF(ISNA(VLOOKUP($B$6,$A$25:$E$51,IF($B$8=$A$22,3,2))),EXP(VLOOKUP($B$6,$A$25:$E$51,4)*LN(VLOOKUP($H121,#REF!,$C$8+1)/1000)+VLOOKUP($B$6,$A$25:$E$51,5)),VLOOKUP($B$6,$A$25:$E$51,IF($B$8=$A$22,3,2)))","v":{"$error":"#REF!"}},null,48.000000000000227,{"$f":"VLOOKUP($S121,P_All!$X$5:$AS$245,3*($C$8-1)+2)","v":13817},{"$f":"VLOOKUP($S121,P_All!$X$5:$AS$245,3*($C$8-1)+3)","v":14614},{"$f":"VLOOKUP($S121,P_All!$X$5:$AS$245,3*($C$8-1)+4)","v":15890},{"$f":"IF(ISNA(VLOOKUP($B$6,$A$25:$E$52,IF($B$8=$A$22,3,2))),EXP(VLOOKUP($B$6,$A$25:$E$52,4)*LN(VLOOKUP($S121,#REF!,$C$8+1)/1000)+VLOOKUP($B$6,$A$25:$E$52,5)),VLOOKUP($B$6,$A$25:$E$52,IF($B$8=$A$22,3,2)))","v":{"$error":"#REF!"}}]
[null,null,null,null,null,null,null,97,{"$f":"VLOOKUP($H122,P_All!$A$5:$D$205,3*($C$8-1)+2)","v":17696},{"$f":"VLOOKUP($H122,P_All!$A$5:$D$205,3*($C$8-1)+3)","v":20326},{"$f":"VLOOKUP($H122,P_All!$A$5:$D$205,3*($C$8-1)+4)","v":23865},{"$f":"IF(ISNA(VLOOKUP($B$6,$A$25:$E$51,IF($B$8=$A$22,3,2))),EXP(VLOOKUP($B$6,$A$25:$E$51,4)*LN(VLOOKUP($H122,#REF!,$C$8+1)/1000)+VLOOKUP($B$6,$A$25:$E$51,5)),VLOOKUP($B$6,$A$25:$E$51,IF($B$8=$A$22,3,2)))","v":{"$error":"#REF!"}},97,{"$f":"VLOOKUP($H122,Other_All!$A$5:$D$205,3*($C$8-1)+2)","v":17277},{"$f":"VLOOKUP($H122,Other_All!$A$5:$D$205,3*($C$8-1)+3)","v":19649},{"$f":"VLOOKUP($H122,Other_All!$A$5:$D$205,3*($C$8-1)+4)","v":22411},{"$f":"IF(ISNA(VLOOKUP($B$6,$A$25:$E$51,IF($B$8=$A$22,3,2))),EXP(VLOOKUP($B$6,$A$25:$E$51,4)*LN(VLOOKUP($H122,#REF!,$C$8+1)/1000)+VLOOKUP($B$6,$A$25:$E$51,5)),VLOOKUP($B$6,$A$25:$E$51,IF($B$8=$A$22,3,2)))","v":{"$error":"#REF!"}},null,48.083333333333563,{"$f":"VLOOKUP($S122,P_All!$X$5:$AS$245,3*($C$8-1)+2)","v":13830},{"$f":"VLOOKUP($S122,P_All!$X$5:$AS$245,3*($C$8-1)+3)","v":14589},{"$f":"VLOOKUP($S122,P_All!$X$5:$AS$245,3*($C$8-1)+4)","v":15824},{"$f":"IF(ISNA(VLOOKUP($B$6,$A$25:$E$52,IF($B$8=$A$22,3,2))),EXP(VLOOKUP($B$6,$A$25:$E$52,4)*LN(VLOOKUP($S122,#REF!,$C$8+1)/1000)+VLOOKUP($B$6,$A$25:$E$52,5)),VLOOKUP($B$6,$A$25:$E$52,IF($B$8=$A$22,3,2)))","v":{"$error":"#REF!"}}]
[null,null,null,null,null,null,null,98,{"$f":"VLOOKUP($H123,P_All!$A$5:$D$205,3*($C$8-1)+2)","v":17619},{"$f":"VLOOKUP($H123,P_All!$A$5:$D$205,3*($C$8-1)+3)","v":20657},{"$f":"VLOOKUP($H123,P_All!$A$5:$D$205,3*($C$8-1)+4)","v":23973},{"$f":"IF(ISNA(VLOOKUP($B$6,$A$25:$E$51,IF($B$8=$A$22,3,2))),EXP(VLOOKUP($B$6,$A$25:$E$51,4)*LN(VLOOKUP($H123,#REF!,$C$8+1)/1000)+VLOOKUP($B$6,$A$25:$E$51,5)),VLOOKUP($B$6,$A$25:$E$51,IF($B$8=$A$22,3,2)))","v":{"$error":"#REF!"}},98,{"$f":"VLOOKUP($H123,Other_All!$A$5:$D$205,3*($C$8-1)+2)","v":17341},{"$f":"VLOOKUP($H123,Other_All!$A$5:$D$205,3*($C$8-1)+3)","v":19742},{"$f":"VLOOKUP($H123,Other_All!$A$5:$D$205,3*($C$8-1)+4)","v":22565},{"$f":"IF(ISNA(VLOOKUP($B$6,$A$25:$E$51,IF($B$8=$A$22,3,2))),EXP(VLOOKUP($B$6,$A$25:$E$51,4)*LN(VLOOKUP($H123,#REF!,$C$8+1)/1000)+VLOOKUP($B$6,$A$25:$E$51,5)),VLOOKUP($B$6,$A$25:$E$51,IF($B$8=$A$22,3,2)))","v":{"$error":"#REF!"}},null,48.166666666666899,{"$f":"VLOOKUP($S123,P_All!$X$5:$AS$245,3*($C$8-1)+2)","v":13857},{"$f":"VLOOKUP($S123,P_All!$X$5:$AS$245,3*($C$8-1)+3)","v":14583},{"$f":"VLOOKUP($S123,P_All!$X$5:$AS$245,3*($C$8-1)+4)","v":15785},{"$f":"IF(ISNA(VLOOKUP($B$6,$A$25:$E$52,IF($B$8=$A$22,3,2))),EXP(VLOOKUP($B$6,$A$25:$E$52,4)*LN(VLOOKUP($S123,#REF!,$C$8+1)/1000)+VLOOKUP($B$6,$A$25:$E$52,5)),VLOOKUP($B$6,$A$25:$E$52,IF($B$8=$A$22,3,2)))","v":{"$error":"#REF!"}}]
[null,null,null,null,null,null,null,99,{"$f":"VLOOKUP($H124,P_All!$A$5:$D$205,3*($C$8-1)+2)","v":17650},{"$f":"VLOOKUP($H124,P_All!$A$5:$D$205,3*($C$8-1)+3)","v":20469},{"$f":"VLOOKUP($H124,P_All!$A$5:$D$205,3*($C$8-1)+4)","v":24023},{"$f":"IF(ISNA(VLOOKUP($B$6,$A$25:$E$51,IF($B$8=$A$22,3,2))),EXP(VLOOKUP($B$6,$A$25:$E$51,4)*LN(VLOOKUP($H124,#REF!,$C$8+1)/1000)+VLOOKUP($B$6,$A$25:$E$51,5)),VLOOKUP($B$6,$A$25:$E$51,IF($B$8=$A$22,3,2)))","v":{"$error":"#REF!"}},99,{"$f":"VLOOKUP($H124,Other_All!$A$5:$D$205,3*($C$8-1)+2)","v":17340},{"$f":"VLOOKUP($H124,Other_All!$A$5:$D$205,3*($C$8-1)+3)","v":19661},{"$f":"VLOOKUP($H124,Other_All!$A$5:$D$205,3*($C$8-1)+4)","v":22535},{"$f":"IF(ISNA(VLOOKUP($B$6,$A$25:$E$51,IF($B$8=$A$22,3,2))),EXP(VLOOKUP($B$6,$A$25:$E$51,4)*LN(VLOOKUP($H124,#REF!,$C$8+1)/1000)+VLOOKUP($B$6,$A$25:$E$51,5)),VLOOKUP($B$6,$A$25:$E$51,IF($B$8=$A$22,3,2)))","v":{"$error":"#REF!"}},null,48.250000000000234,{"$f":"VLOOKUP($S124,P_All!$X$5:$AS$245,3*($C$8-1)+2)","v":13926},{"$f":"VLOOKUP($S124,P_All!$X$5:$AS$245,3*($C$8-1)+3)","v":14627},{"$f":"VLOOKUP($S124,P_All!$X$5:$AS$245,3*($C$8-1)+4)","v":15836},{"$f":"IF(ISNA(VLOOKUP($B$6,$A$25:$E$52,IF($B$8=$A$22,3,2))),EXP(VLOOKUP($B$6,$A$25:$E$52,4)*LN(VLOOKUP($S124,#REF!,$C$8+1)/1000)+VLOOKUP($B$6,$A$25:$E$52,5)),VLOOKUP($B$6,$A$25:$E$52,IF($B$8=$A$22,3,2)))","v":{"$error":"#REF!"}}]
[null,null,null,null,null,null,null,100,{"$f":"VLOOKUP($H125,P_All!$A$5:$D$205,3*($C$8-1)+2)","v":17670},{"$f":"VLOOKUP($H125,P_All!$A$5:$D$205,3*($C$8-1)+3)","v":20307},{"$f":"VLOOKUP($H125,P_All!$A$5:$D$205,3*($C$8-1)+4)","v":23791},{"$f":"IF(ISNA(VLOOKUP($B$6,$A$25:$E$51,IF($B$8=$A$22,3,2))),EXP(VLOOKUP($B$6,$A$25:$E$51,4)*LN(VLOOKUP($H125,#REF!,$C$8+1)/1000)+VLOOKUP($B$6,$A$25:$E$51,5)),VLOOKUP($B$6,$A$25:$E$51,IF($B$8=$A$22,3,2)))","v":{"$error":"#REF!"}},100,{"$f":"VLOOKUP($H125,Other_All!$A$5:$D$205,3*($C$8-1)+2)","v":17153},{"$f":"VLOOKUP($H125,Other_All!$A$5:$D$205,3*($C$8-1)+3)","v":19632},{"$f":"VLOOKUP($H125,Other_All!$A$5:$D$205,3*($C$8-1)+4)","v":22209},{"$f":"IF(ISNA(VLOOKUP($B$6,$A$25:$E$51,IF($B$8=$A$22,3,2))),EXP(VLOOKUP($B$6,$A$25:$E$51,4)*LN(VLOOKUP($H125,#REF!,$C$8+1)/1000)+VLOOKUP($B$6,$A$25:$E$51,5)),VLOOKUP($B$6,$A$25:$E$51,IF($B$8=$A$22,3,2)))","v":{"$error":"#REF!"}},null,48.33333333333357,{"$f":"VLOOKUP($S125,P_All!$X$5:$AS$245,3*($C$8-1)+2)","v":14034},{"$f":"VLOOKUP($S125,P_All!$X$5:$AS$245,3*($C$8-1)+3)","v":14703},{"$f":"VLOOKUP($S125,P_All!$X$5:$AS$245,3*($C$8-1)+4)","v":16044},{"$f":"IF(ISNA(VLOOKUP($B$6,$A$25:$E$52,IF($B$8=$A$22,3,2))),EXP(VLOOKUP($B$6,$A$25:$E$52,4)*LN(VLOOKUP($S125,#REF!,$C$8+1)/1000)+VLOOKUP($B$6,$A$25:$E$52,5)),VLOOKUP($B$6,$A$25:$E$52,IF($B$8=$A$22,3,2)))","v":{"$error":"#REF!"}}]
[null,null,null,null,null,null,null,101,{"$f":"VLOOKUP($H126,P_All!$A$5:$D$205,3*($C$8-1)+2)","v":17755},{"$f":"VLOOKUP($H126,P_All!$A$5:$D$205,3*($C$8-1)+3)","v":20249},{"$f":"VLOOKUP($H126,P_All!$A$5:$D$205,3*($C$8-1)+4)","v":23809},{"$f":"IF(ISNA(VLOOKUP($B$6,$A$25:$E$51,IF($B$8=$A$22,3,2))),EXP(VLOOKUP($B$6,$A$25:$E$51,4)*LN(VLOOKUP($H126,#REF!,$C$8+1)/1000)+VLOOKUP($B$6,$A$25:$E$51,5)),VLOOKUP($B$6,$A$25:$E$51,IF($B$8=$A$22,3,2)))","v":{"$error":"#REF!"}},101,{"$f":"VLOOKUP($H126,Other_All!$A$5:$D$205,3*($C$8-1)+2)","v":17244},{"$f":"VLOOKUP($H126,Other_All!$A$5:$D$205,3*($C$8-1)+3)","v":19625},{"$f":"VLOOKUP($H126,Other_All!$A$5:$D$205,3*($C$8-1)+4)","v":22419},{"$f":"IF(ISNA(VLOOKUP($B$6,$A$25:$E$51,IF($B$8=$A$22,3,2))),EXP(VLOOKUP($B$6,$A$25:$E$51,4)*LN(VLOOKUP($H126,#REF!,$C$8+1)/1000)+VLOOKUP($B$6,$A$25:$E$51,5)),VLOOKUP($B$6,$A$25:$E$51,IF($B$8=$A$22,3,2)))","v":{"$error":"#REF!"}},null,48.416666666666906,{"$f":"VLOOKUP($S126,P_All!$X$5:$AS$245,3*($C$8-1)+2)","v":14033},{"$f":"VLOOKUP($S126,P_All!$X$5:$AS$245,3*($C$8-1)+3)","v":14710},{"$f":"VLOOKUP($S126,P_All!$X$5:$AS$245,3*($C$8-1)+4)","v":16190},{"$f":"IF(ISNA(VLOOKUP($B$6,$A$25:$E$52,IF($B$8=$A$22,3,2))),EXP(VLOOKUP($B$6,$A$25:$E$52,4)*LN(VLOOKUP($S126,#REF!,$C$8+1)/1000)+VLOOKUP($B$6,$A$25:$E$52,5)),VLOOKUP($B$6,$A$25:$E$52,IF($B$8=$A$22,3,2)))","v":{"$error":"#REF!"}}]
[null,null,null,null,null,null,null,102,{"$f":"VLOOKUP($H127,P_All!$A$5:$D$205,3*($C$8-1)+2)","v":17607},{"$f":"VLOOKUP($H127,P_All!$A$5:$D$205,3*($C$8-1)+3)","v":20214},{"$f":"VLOOKUP($H127,P_All!$A$5:$D$205,3*($C$8-1)+4)","v":23681},{"$f":"IF(ISNA(VLOOKUP($B$6,$A$25:$E$51,IF($B$8=$A$22,3,2))),EXP(VLOOKUP($B$6,$A$25:$E$51,4)*LN(VLOOKUP($H127,#REF!,$C$8+1)/1000)+VLOOKUP($B$6,$A$25:$E$51,5)),VLOOKUP($B$6,$A$25:$E$51,IF($B$8=$A$22,3,2)))","v":{"$error":"#REF!"}},102,{"$f":"VLOOKUP($H127,Other_All!$A$5:$D$205,3*($C$8-1)+2)","v":17194},{"$f":"VLOOKUP($H127,Other_All!$A$5:$D$205,3*($C$8-1)+3)","v":19621},{"$f":"VLOOKUP($H127,Other_All!$A$5:$D$205,3*($C$8-1)+4)","v":22426},{"$f":"IF(ISNA(VLOOKUP($B$6,$A$25:$E$51,IF($B$8=$A$22,3,2))),EXP(VLOOKUP($B$6,$A$25:$E$51,4)*LN(VLOOKUP($H127,#REF!,$C$8+1)/1000)+VLOOKUP($B$6,$A$25:$E$51,5)),VLOOKUP($B$6,$A$25:$E$51,IF($B$8=$A$22,3,2)))","v":{"$error":"#REF!"}},null,48.500000000000242,{"$f":"VLOOKUP($S127,P_All!$X$5:$AS$245,3*($C$8-1)+2)","v":13893},{"$f":"VLOOKUP($S127,P_All!$X$5:$AS$245,3*($C$8-1)+3)","v":14579},{"$f":"VLOOKUP($S127,P_All!$X$5:$AS$245,3*($C$8-1)+4)","v":16152},{"$f":"IF(ISNA(VLOOKUP($B$6,$A$25:$E$52,IF($B$8=$A$22,3,2))),EXP(VLOOKUP($B$6,$A$25:$E$52,4)*LN(VLOOKUP($S127,#REF!,$C$8+1)/1000)+VLOOKUP($B$6,$A$25:$E$52,5)),VLOOKUP($B$6,$A$25:$E$52,IF($B$8=$A$22,3,2)))","v":{"$error":"#REF!"}}]
[null,null,null,null,null,null,null,103,{"$f":"VLOOKUP($H128,P_All!$A$5:$D$205,3*($C$8-1)+2)","v":17393},{"$f":"VLOOKUP($H128,P_All!$A$5:$D$205,3*($C$8-1)+3)","v":20178},{"$f":"VLOOKUP($H128,P_All!$A$5:$D$205,3*($C$8-1)+4)","v":23647},{"$f":"IF(ISNA(VLOOKUP($B$6,$A$25:$E$51,IF($B$8=$A$22,3,2))),EXP(VLOOKUP($B$6,$A$25:$E$51,4)*LN(VLOOKUP($H128,#REF!,$C$8+1)/1000)+VLOOKUP($B$6,$A$25:$E$51,5)),VLOOKUP($B$6,$A$25:$E$51,IF($B$8=$A$22,3,2)))","v":{"$error":"#REF!"}},103,{"$f":"VLOOKUP($H128,Other_All!$A$5:$D$205,3*($C$8-1)+2)","v":17142},{"$f":"VLOOKUP($H128,Other_All!$A$5:$D$205,3*($C$8-1)+3)","v":19624},{"$f":"VLOOKUP($H128,Other_All!$A$5:$D$205,3*($C$8-1)+4)","v":22334},{"$f":"IF(ISNA(VLOOKUP($B$6,$A$25:$E$51,IF($B$8=$A$22,3,2))),EXP(VLOOKUP($B$6,$A$25:$E$51,4)*LN(VLOOKUP($H128,#REF!,$C$8+1)/1000)+VLOOKUP($B$6,$A$25:$E$51,5)),VLOOKUP($B$6,$A$25:$E$51,IF($B$8=$A$22,3,2)))","v":{"$error":"#REF!"}},null,48.583333333333577,{"$f":"VLOOKUP($S128,P_All!$X$5:$AS$245,3*($C$8-1)+2)","v":13863},{"$f":"VLOOKUP($S128,P_All!$X$5:$AS$245,3*($C$8-1)+3)","v":14546},{"$f":"VLOOKUP($S128,P_All!$X$5:$AS$245,3*($C$8-1)+4)","v":16179},{"$f":"IF(ISNA(VLOOKUP($B$6,$A$25:$E$52,IF($B$8=$A$22,3,2))),EXP(VLOOKUP($B$6,$A$25:$E$52,4)*LN(VLOOKUP($S128,#REF!,$C$8+1)/1000)+VLOOKUP($B$6,$A$25:$E$52,5)),VLOOKUP($B$6,$A$25:$E$52,IF($B$8=$A$22,3,2)))","v":{"$error":"#REF!"}}]
[null,null,null,null,null,null,null,104,{"$f":"VLOOKUP($H129,P_All!$A$5:$D$205,3*($C$8-1)+2)","v":17451},{"$f":"VLOOKUP($H129,P_All!$A$5:$D$205,3*($C$8-1)+3)","v":20104},{"$f":"VLOOKUP($H129,P_All!$A$5:$D$205,3*($C$8-1)+4)","v":23589},{"$f":"IF(ISNA(VLOOKUP($B$6,$A$25:$E$51,IF($B$8=$A$22,3,2))),EXP(VLOOKUP($B$6,$A$25:$E$51,4)*LN(VLOOKUP($H129,#REF!,$C$8+1)/1000)+VLOOKUP($B$6,$A$25:$E$51,5)),VLOOKUP($B$6,$A$25:$E$51,IF($B$8=$A$22,3,2)))","v":{"$error":"#REF!"}},104,{"$f":"VLOOKUP($H129,Other_All!$A$5:$D$205,3*($C$8-1)+2)","v":17028},{"$f":"VLOOKUP($H129,Other_All!$A$5:$D$205,3*($C$8-1)+3)","v":19458},{"$f":"VLOOKUP($H129,Other_All!$A$5:$D$205,3*($C$8-1)+4)","v":22177},{"$f":"IF(ISNA(VLOOKUP($B$6,$A$25:$E$51,IF($B$8=$A$22,3,2))),EXP(VLOOKUP($B$6,$A$25:$E$51,4)*LN(VLOOKUP($H129,#REF!,$C$8+1)/1000)+VLOOKUP($B$6,$A$25:$E$51,5)),VLOOKUP($B$6,$A$25:$E$51,IF($B$8=$A$22,3,2)))","v":{"$error":"#REF!"}},null,48.666666666666913,{"$f":"VLOOKUP($S129,P_All!$X$5:$AS$245,3*($C$8-1)+2)","v":13841},{"$f":"VLOOKUP($S129,P_All!$X$5:$AS$245,3*($C$8-1)+3)","v":14530},{"$f":"VLOOKUP($S129,P_All!$X$5:$AS$245,3*($C$8-1)+4)","v":16231},{"$f":"IF(ISNA(VLOOKUP($B$6,$A$25:$E$52,IF($B$8=$A$22,3,2))),EXP(VLOOKUP($B$6,$A$25:$E$52,4)*LN(VLOOKUP($S129,#REF!,$C$8+1)/1000)+VLOOKUP($B$6,$A$25:$E$52,5)),VLOOKUP($B$6,$A$25:$E$52,IF($B$8=$A$22,3,2)))","v":{"$error":"#REF!"}}]
[null,null,null,null,null,null,null,105,{"$f":"VLOOKUP($H130,P_All!$A$5:$D$205,3*($C$8-1)+2)","v":17488},{"$f":"VLOOKUP($H130,P_All!$A$5:$D$205,3*($C$8-1)+3)","v":20013},{"$f":"VLOOKUP($H130,P_All!$A$5:$D$205,3*($C$8-1)+4)","v":23697},{"$f":"IF(ISNA(VLOOKUP($B$6,$A$25:$E$51,IF($B$8=$A$22,3,2))),EXP(VLOOKUP($B$6,$A$25:$E$51,4)*LN(VLOOKUP($H130,#REF!,$C$8+1)/1000)+VLOOKUP($B$6,$A$25:$E$51,5)),VLOOKUP($B$6,$A$25:$E$51,IF($B$8=$A$22,3,2)))","v":{"$error":"#REF!"}},105,{"$f":"VLOOKUP($H130,Other_All!$A$5:$D$205,3*($C$8-1)+2)","v":17102},{"$f":"VLOOKUP($H130,Other_All!$A$5:$D$205,3*($C$8-1)+3)","v":19456},{"$f":"VLOOKUP($H130,Other_All!$A$5:$D$205,3*($C$8-1)+4)","v":22321},{"$f":"IF(ISNA(VLOOKUP($B$6,$A$25:$E$51,IF($B$8=$A$22,3,2))),EXP(VLOOKUP($B$6,$A$25:$E$51,4)*LN(VLOOKUP($H130,#REF!,$C$8+1)/1000)+VLOOKUP($B$6,$A$25:$E$51,5)),VLOOKUP($B$6,$A$25:$E$51,IF($B$8=$A$22,3,2)))","v":{"$error":"#REF!"}},null,48.750000000000249,{"$f":"VLOOKUP($S130,P_All!$X$5:$AS$245,3*($C$8-1)+2)","v":13733},{"$f":"VLOOKUP($S130,P_All!$X$5:$AS$245,3*($C$8-1)+3)","v":14461},{"$f":"VLOOKUP($S130,P_All!$X$5:$AS$245,3*($C$8-1)+4)","v":16240},{"$f":"IF(ISNA(VLOOKUP($B$6,$A$25:$E$52,IF($B$8=$A$22,3,2))),EXP(VLOOKUP($B$6,$A$25:$E$52,4)*LN(VLOOKUP($S130,#REF!,$C$8+1)/1000)+VLOOKUP($B$6,$A$25:$E$52,5)),VLOOKUP($B$6,$A$25:$E$52,IF($B$8=$A$22,3,2)))","v":{"$error":"#REF!"}}]
[null,null,null,null,null,null,null,106,{"$f":"VLOOKUP($H131,P_All!$A$5:$D$205,3*($C$8-1)+2)","v":17313},{"$f":"VLOOKUP($H131,P_All!$A$5:$D$205,3*($C$8-1)+3)","v":19977},{"$f":"VLOOKUP($H131,P_All!$A$5:$D$205,3*($C$8-1)+4)","v":23690},{"$f":"IF(ISNA(VLOOKUP($B$6,$A$25:$E$51,IF($B$8=$A$22,3,2))),EXP(VLOOKUP($B$6,$A$25:$E$51,4)*LN(VLOOKUP($H131,#REF!,$C$8+1)/1000)+VLOOKUP($B$6,$A$25:$E$51,5)),VLOOKUP($B$6,$A$25:$E$51,IF($B$8=$A$22,3,2)))","v":{"$error":"#REF!"}},106,{"$f":"VLOOKUP($H131,Other_All!$A$5:$D$205,3*($C$8-1)+2)","v":16990},{"$f":"VLOOKUP($H131,Other_All!$A$5:$D$205,3*($C$8-1)+3)","v":19343},{"$f":"VLOOKUP($H131,Other_All!$A$5:$D$205,3*($C$8-1)+4)","v":22245},{"$f":"IF(ISNA(VLOOKUP($B$6,$A$25:$E$51,IF($B$8=$A$22,3,2))),EXP(VLOOKUP($B$6,$A$25:$E$51,4)*LN(VLOOKUP($H131,#REF!,$C$8+1)/1000)+VLOOKUP($B$6,$A$25:$E$51,5)),VLOOKUP($B$6,$A$25:$E$51,IF($B$8=$A$22,3,2)))","v":{"$error":"#REF!"}},null,48.833333333333584,{"$f":"VLOOKUP($S131,P_All!$X$5:$AS$245,3*($C$8-1)+2)","v":13695},{"$f":"VLOOKUP($S131,P_All!$X$5:$AS$245,3*($C$8-1)+3)","v":14418},{"$f":"VLOOKUP($S131,P_All!$X$5:$AS$245,3*($C$8-1)+4)","v":16351},{"$f":"IF(ISNA(VLOOKUP($B$6,$A$25:$E$52,IF($B$8=$A$22,3,2))),EXP(VLOOKUP($B$6,$A$25:$E$52,4)*LN(VLOOKUP($S131,#REF!,$C$8+1)/1000)+VLOOKUP($B$6,$A$25:$E$52,5)),VLOOKUP($B$6,$A$25:$E$52,IF($B$8=$A$22,3,2)))","v":{"$error":"#REF!"}}]
[null,null,null,null,null,null,null,107,{"$f":"VLOOKUP($H132,P_All!$A$5:$D$205,3*($C$8-1)+2)","v":17408},{"$f":"VLOOKUP($H132,P_All!$A$5:$D$205,3*($C$8-1)+3)","v":19898},{"$f":"VLOOKUP($H132,P_All!$A$5:$D$205,3*($C$8-1)+4)","v":23765},{"$f":"IF(ISNA(VLOOKUP($B$6,$A$25:$E$51,IF($B$8=$A$22,3,2))),EXP(VLOOKUP($B$6,$A$25:$E$51,4)*LN(VLOOKUP($H132,#REF!,$C$8+1)/1000)+VLOOKUP($B$6,$A$25:$E$51,5)),VLOOKUP($B$6,$A$25:$E$51,IF($B$8=$A$22,3,2)))","v":{"$error":"#REF!"}},107,{"$f":"VLOOKUP($H132,Other_All!$A$5:$D$205,3*($C$8-1)+2)","v":16996},{"$f":"VLOOKUP($H132,Other_All!$A$5:$D$205,3*($C$8-1)+3)","v":19330},{"$f":"VLOOKUP($H132,Other_All!$A$5:$D$205,3*($C$8-1)+4)","v":22203},{"$f":"IF(ISNA(VLOOKUP($B$6,$A$25:$E$51,IF($B$8=$A$22,3,2))),EXP(VLOOKUP($B$6,$A$25:$E$51,4)*LN(VLOOKUP($H132,#REF!,$C$8+1)/1000)+VLOOKUP($B$6,$A$25:$E$51,5)),VLOOKUP($B$6,$A$25:$E$51,IF($B$8=$A$22,3,2)))","v":{"$error":"#REF!"}},null,48.91666666666692,{"$f":"VLOOKUP($S132,P_All!$X$5:$AS$245,3*($C$8-1)+2)","v":13675},{"$f":"VLOOKUP($S132,P_All!$X$5:$AS$245,3*($C$8-1)+3)","v":14397},{"$f":"VLOOKUP($S132,P_All!$X$5:$AS$245,3*($C$8-1)+4)","v":16450},{"$f":"IF(ISNA(VLOOKUP($B$6,$A$25:$E$52,IF($B$8=$A$22,3,2))),EXP(VLOOKUP($B$6,$A$25:$E$52,4)*LN(VLOOKUP($S132,#REF!,$C$8+1)/1000)+VLOOKUP($B$6,$A$25:$E$52,5)),VLOOKUP($B$6,$A$25:$E$52,IF($B$8=$A$22,3,2)))","v":{"$error":"#REF!"}}]
[null,null,null,null,null,null,null,108,{"$f":"VLOOKUP($H133,P_All!$A$5:$D$205,3*($C$8-1)+2)","v":17498},{"$f":"VLOOKUP($H133,P_All!$A$5:$D$205,3*($C$8-1)+3)","v":20037},{"$f":"VLOOKUP($H133,P_All!$A$5:$D$205,3*($C$8-1)+4)","v":23949},{"$f":"IF(ISNA(VLOOKUP($B$6,$A$25:$E$51,IF($B$8=$A$22,3,2))),EXP(VLOOKUP($B$6,$A$25:$E$51,4)*LN(VLOOKUP($H133,#REF!,$C$8+1)/1000)+VLOOKUP($B$6,$A$25:$E$51,5)),VLOOKUP($B$6,$A$25:$E$51,IF($B$8=$A$22,3,2)))","v":{"$error":"#REF!"}},108,{"$f":"VLOOKUP($H133,Other_All!$A$5:$D$205,3*($C$8-1)+2)","v":17152},{"$f":"VLOOKUP($H133,Other_All!$A$5:$D$205,3*($C$8-1)+3)","v":19307},{"$f":"VLOOKUP($H133,Other_All!$A$5:$D$205,3*($C$8-1)+4)","v":22168},{"$f":"IF(ISNA(VLOOKUP($B$6,$A$25:$E$51,IF($B$8=$A$22,3,2))),EXP(VLOOKUP($B$6,$A$25:$E$51,4)*LN(VLOOKUP($H133,#REF!,$C$8+1)/1000)+VLOOKUP($B$6,$A$25:$E$51,5)),VLOOKUP($B$6,$A$25:$E$51,IF($B$8=$A$22,3,2)))","v":{"$error":"#REF!"}},null,49.000000000000256,{"$f":"VLOOKUP($S133,P_All!$X$5:$AS$245,3*($C$8-1)+2)","v":13652},{"$f":"VLOOKUP($S133,P_All!$X$5:$AS$245,3*($C$8-1)+3)","v":14365},{"$f":"VLOOKUP($S133,P_All!$X$5:$AS$245,3*($C$8-1)+4)","v":16582},{"$f":"IF(ISNA(VLOOKUP($B$6,$A$25:$E$52,IF($B$8=$A$22,3,2))),EXP(VLOOKUP($B$6,$A$25:$E$52,4)*LN(VLOOKUP($S133,#REF!,$C$8+1)/1000)+VLOOKUP($B$6,$A$25:$E$52,5)),VLOOKUP($B$6,$A$25:$E$52,IF($B$8=$A$22,3,2)))","v":{"$error":"#REF!"}}]
[null,null,null,null,null,null,null,109,{"$f":"VLOOKUP($H134,P_All!$A$5:$D$205,3*($C$8-1)+2)","v":17622},{"$f":"VLOOKUP($H134,P_All!$A$5:$D$205,3*($C$8-1)+3)","v":20086},{"$f":"VLOOKUP($H134,P_All!$A$5:$D$205,3*($C$8-1)+4)","v":24067},{"$f":"IF(ISNA(VLOOKUP($B$6,$A$25:$E$51,IF($B$8=$A$22,3,2))),EXP(VLOOKUP($B$6,$A$25:$E$51,4)*LN(VLOOKUP($H134,#REF!,$C$8+1)/1000)+VLOOKUP($B$6,$A$25:$E$51,5)),VLOOKUP($B$6,$A$25:$E$51,IF($B$8=$A$22,3,2)))","v":{"$error":"#REF!"}},109,{"$f":"VLOOKUP($H134,Other_All!$A$5:$D$205,3*($C$8-1)+2)","v":17362},{"$f":"VLOOKUP($H134,Other_All!$A$5:$D$205,3*($C$8-1)+3)","v":19392},{"$f":"VLOOKUP($H134,Other_All!$A$5:$D$205,3*($C$8-1)+4)","v":22106},{"$f":"IF(ISNA(VLOOKUP($B$6,$A$25:$E$51,IF($B$8=$A$22,3,2))),EXP(VLOOKUP($B$6,$A$25:$E$51,4)*LN(VLOOKUP($H134,#REF!,$C$8+1)/1000)+VLOOKUP($B$6,$A$25:$E$51,5)),VLOOKUP($B$6,$A$25:$E$51,IF($B$8=$A$22,3,2)))","v":{"$error":"#REF!"}},null,49.083333333333591,{"$f":"VLOOKUP($S134,P_All!$X$5:$AS$245,3*($C$8-1)+2)","v":13654},{"$f":"VLOOKUP($S134,P_All!$X$5:$AS$245,3*($C$8-1)+3)","v":14333},{"$f":"VLOOKUP($S134,P_All!$X$5:$AS$245,3*($C$8-1)+4)","v":16709},{"$f":"IF(ISNA(VLOOKUP($B$6,$A$25:$E$52,IF($B$8=$A$22,3,2))),EXP(VLOOKUP($B$6,$A$25:$E$52,4)*LN(VLOOKUP($S134,#REF!,$C$8+1)/1000)+VLOOKUP($B$6,$A$25:$E$52,5)),VLOOKUP($B$6,$A$25:$E$52,IF($B$8=$A$22,3,2)))","v":{"$error":"#REF!"}}]
[null,null,null,null,null,null,null,110,{"$f":"VLOOKUP($H135,P_All!$A$5:$D$205,3*($C$8-1)+2)","v":17515},{"$f":"VLOOKUP($H135,P_All!$A$5:$D$205,3*($C$8-1)+3)","v":20019},{"$f":"VLOOKUP($H135,P_All!$A$5:$D$205,3*($C$8-1)+4)","v":23959},{"$f":"IF(ISNA(VLOOKUP($B$6,$A$25:$E$51,IF($B$8=$A$22,3,2))),EXP(VLOOKUP($B$6,$A$25:$E$51,4)*LN(VLOOKUP($H135,#REF!,$C$8+1)/1000)+VLOOKUP($B$6,$A$25:$E$51,5)),VLOOKUP($B$6,$A$25:$E$51,IF($B$8=$A$22,3,2)))","v":{"$error":"#REF!"}},110,{"$f":"VLOOKUP($H135,Other_All!$A$5:$D$205,3*($C$8-1)+2)","v":17220},{"$f":"VLOOKUP($H135,Other_All!$A$5:$D$205,3*($C$8-1)+3)","v":19395},{"$f":"VLOOKUP($H135,Other_All!$A$5:$D$205,3*($C$8-1)+4)","v":22221},{"$f":"IF(ISNA(VLOOKUP($B$6,$A$25:$E$51,IF($B$8=$A$22,3,2))),EXP(VLOOKUP($B$6,$A$25:$E$51,4)*LN(VLOOKUP($H135,#REF!,$C$8+1)/1000)+VLOOKUP($B$6,$A$25:$E$51,5)),VLOOKUP($B$6,$A$25:$E$51,IF($B$8=$A$22,3,2)))","v":{"$error":"#REF!"}},null,49.166666666666927,{"$f":"VLOOKUP($S135,P_All!$X$5:$AS$245,3*($C$8-1)+2)","v":13658},{"$f":"VLOOKUP($S135,P_All!$X$5:$AS$245,3*($C$8-1)+3)","v":14333},{"$f":"VLOOKUP($S135,P_All!$X$5:$AS$245,3*($C$8-1)+4)","v":16857},{"$f":"IF(ISNA(VLOOKUP($B$6,$A$25:$E$52,IF($B$8=$A$22,3,2))),EXP(VLOOKUP($B$6,$A$25:$E$52,4)*LN(VLOOKUP($S135,#REF!,$C$8+1)/1000)+VLOOKUP($B$6,$A$25:$E$52,5)),VLOOKUP($B$6,$A$25:$E$52,IF($B$8=$A$22,3,2)))","v":{"$error":"#REF!"}}]
[null,null,null,null,null,null,null,111,{"$f":"VLOOKUP($H136,P_All!$A$5:$D$205,3*($C$8-1)+2)","v":17594},{"$f":"VLOOKUP($H136,P_All!$A$5:$D$205,3*($C$8-1)+3)","v":20055},{"$f":"VLOOKUP($H136,P_All!$A$5:$D$205,3*($C$8-1)+4)","v":23899},{"$f":"IF(ISNA(VLOOKUP($B$6,$A$25:$E$51,IF($B$8=$A$22,3,2))),EXP(VLOOKUP($B$6,$A$25:$E$51,4)*LN(VLOOKUP($H136,#REF!,$C$8+1)/1000)+VLOOKUP($B$6,$A$25:$E$51,5)),VLOOKUP($B$6,$A$25:$E$51,IF($B$8=$A$22,3,2)))","v":{"$error":"#REF!"}},111,{"$f":"VLOOKUP($H136,Other_All!$A$5:$D$205,3*($C$8-1)+2)","v":17168},{"$f":"VLOOKUP($H136,Other_All!$A$5:$D$205,3*($C$8-1)+3)","v":19385},{"$f":"VLOOKUP($H136,Other_All!$A$5:$D$205,3*($C$8-1)+4)","v":22227},{"$f":"IF(ISNA(VLOOKUP($B$6,$A$25:$E$51,IF($B$8=$A$22,3,2))),EXP(VLOOKUP($B$6,$A$25:$E$51,4)*LN(VLOOKUP($H136,#REF!,$C$8+1)/1000)+VLOOKUP($B$6,$A$25:$E$51,5)),VLOOKUP($B$6,$A$25:$E$51,IF($B$8=$A$22,3,2)))","v":{"$error":"#REF!"}},null,49.250000000000263,{"$f":"VLOOKUP($S136,P_All!$X$5:$AS$245,3*($C$8-1)+2)","v":13734},{"$f":"VLOOKUP($S136,P_All!$X$5:$AS$245,3*($C$8-1)+3)","v":14371},{"$f":"VLOOKUP($S136,P_All!$X$5:$AS$245,3*($C$8-1)+4)","v":17024},{"$f":"IF(ISNA(VLOOKUP($B$6,$A$25:$E$52,IF($B$8=$A$22,3,2))),EXP(VLOOKUP($B$6,$A$25:$E$52,4)*LN(VLOOKUP($S136,#REF!,$C$8+1)/1000)+VLOOKUP($B$6,$A$25:$E$52,5)),VLOOKUP($B$6,$A$25:$E$52,IF($B$8=$A$22,3,2)))","v":{"$error":"#REF!"}}]
[null,null,null,null,null,null,null,112,{"$f":"VLOOKUP($H137,P_All!$A$5:$D$205,3*($C$8-1)+2)","v":17655},{"$f":"VLOOKUP($H137,P_All!$A$5:$D$205,3*($C$8-1)+3)","v":20151},{"$f":"VLOOKUP($H137,P_All!$A$5:$D$205,3*($C$8-1)+4)","v":23796},{"$f":"IF(ISNA(VLOOKUP($B$6,$A$25:$E$51,IF($B$8=$A$22,3,2))),EXP(VLOOKUP($B$6,$A$25:$E$51,4)*LN(VLOOKUP($H137,#REF!,$C$8+1)/1000)+VLOOKUP($B$6,$A$25:$E$51,5)),VLOOKUP($B$6,$A$25:$E$51,IF($B$8=$A$22,3,2)))","v":{"$error":"#REF!"}},112,{"$f":"VLOOKUP($H137,Other_All!$A$5:$D$205,3*($C$8-1)+2)","v":17279},{"$f":"VLOOKUP($H137,Other_All!$A$5:$D$205,3*($C$8-1)+3)","v":19438},{"$f":"VLOOKUP($H137,Other_All!$A$5:$D$205,3*($C$8-1)+4)","v":22194},{"$f":"IF(ISNA(VLOOKUP($B$6,$A$25:$E$51,IF($B$8=$A$22,3,2))),EXP(VLOOKUP($B$6,$A$25:$E$51,4)*LN(VLOOKUP($H137,#REF!,$C$8+1)/1000)+VLOOKUP($B$6,$A$25:$E$51,5)),VLOOKUP($B$6,$A$25:$E$51,IF($B$8=$A$22,3,2)))","v":{"$error":"#REF!"}},null,49.333333333333599,{"$f":"VLOOKUP($S137,P_All!$X$5:$AS$245,3*($C$8-1)+2)","v":13801},{"$f":"VLOOKUP($S137,P_All!$X$5:$AS$245,3*($C$8-1)+3)","v":14425},{"$f":"VLOOKUP($S137,P_All!$X$5:$AS$245,3*($C$8-1)+4)","v":17229},{"$f":"IF(ISNA(VLOOKUP($B$6,$A$25:$E$52,IF($B$8=$A$22,3,2))),EXP(VLOOKUP($B$6,$A$25:$E$52,4)*LN(VLOOKUP($S137,#REF!,$C$8+1)/1000)+VLOOKUP($B$6,$A$25:$E$52,5)),VLOOKUP($B$6,$A$25:$E$52,IF($B$8=$A$22,3,2)))","v":{"$error":"#REF!"}}]
[null,null,null,null,null,null,null,113,{"$f":"VLOOKUP($H138,P_All!$A$5:$D$205,3*($C$8-1)+2)","v":17744},{"$f":"VLOOKUP($H138,P_All!$A$5:$D$205,3*($C$8-1)+3)","v":20226},{"$f":"VLOOKUP($H138,P_All!$A$5:$D$205,3*($C$8-1)+4)","v":23847},{"$f":"IF(ISNA(VLOOKUP($B$6,$A$25:$E$51,IF($B$8=$A$22,3,2))),EXP(VLOOKUP($B$6,$A$25:$E$51,4)*LN(VLOOKUP($H138,#REF!,$C$8+1)/1000)+VLOOKUP($B$6,$A$25:$E$51,5)),VLOOKUP($B$6,$A$25:$E$51,IF($B$8=$A$22,3,2)))","v":{"$error":"#REF!"}},113,{"$f":"VLOOKUP($H138,Other_All!$A$5:$D$205,3*($C$8-1)+2)","v":17309},{"$f":"VLOOKUP($H138,Other_All!$A$5:$D$205,3*($C$8-1)+3)","v":19581},{"$f":"VLOOKUP($H138,Other_All!$A$5:$D$205,3*($C$8-1)+4)","v":22381},{"$f":"IF(ISNA(VLOOKUP($B$6,$A$25:$E$51,IF($B$8=$A$22,3,2))),EXP(VLOOKUP($B$6,$A$25:$E$51,4)*LN(VLOOKUP($H138,#REF!,$C$8+1)/1000)+VLOOKUP($B$6,$A$25:$E$51,5)),VLOOKUP($B$6,$A$25:$E$51,IF($B$8=$A$22,3,2)))","v":{"$error":"#REF!"}},null,49.416666666666934,{"$f":"VLOOKUP($S138,P_All!$X$5:$AS$245,3*($C$8-1)+2)","v":13758},{"$f":"VLOOKUP($S138,P_All!$X$5:$AS$245,3*($C$8-1)+3)","v":14401},{"$f":"VLOOKUP($S138,P_All!$X$5:$AS$245,3*($C$8-1)+4)","v":17286},{"$f":"IF(ISNA(VLOOKUP($B$6,$A$25:$E$52,IF($B$8=$A$22,3,2))),EXP(VLOOKUP($B$6,$A$25:$E$52,4)*LN(VLOOKUP($S138,#REF!,$C$8+1)/1000)+VLOOKUP($B$6,$A$25:$E$52,5)),VLOOKUP($B$6,$A$25:$E$52,IF($B$8=$A$22,3,2)))","v":{"$error":"#REF!"}}]
[null,null,null,null,null,null,null,114,{"$f":"VLOOKUP($H139,P_All!$A$5:$D$205,3*($C$8-1)+2)","v":17699},{"$f":"VLOOKUP($H139,P_All!$A$5:$D$205,3*($C$8-1)+3)","v":20258},{"$f":"VLOOKUP($H139,P_All!$A$5:$D$205,3*($C$8-1)+4)","v":23730},{"$f":"IF(ISNA(VLOOKUP($B$6,$A$25:$E$51,IF($B$8=$A$22,3,2))),EXP(VLOOKUP($B$6,$A$25:$E$51,4)*LN(VLOOKUP($H139,#REF!,$C$8+1)/1000)+VLOOKUP($B$6,$A$25:$E$51,5)),VLOOKUP($B$6,$A$25:$E$51,IF($B$8=$A$22,3,2)))","v":{"$error":"#REF!"}},114,{"$f":"VLOOKUP($H139,Other_All!$A$5:$D$205,3*($C$8-1)+2)","v":17429},{"$f":"VLOOKUP($H139,Other_All!$A$5:$D$205,3*($C$8-1)+3)","v":19530},{"$f":"VLOOKUP($H139,Other_All!$A$5:$D$205,3*($C$8-1)+4)","v":22308},{"$f":"IF(ISNA(VLOOKUP($B$6,$A$25:$E$51,IF($B$8=$A$22,3,2))),EXP(VLOOKUP($B$6,$A$25:$E$51,4)*LN(VLOOKUP($H139,#REF!,$C$8+1)/1000)+VLOOKUP($B$6,$A$25:$E$51,5)),VLOOKUP($B$6,$A$25:$E$51,IF($B$8=$A$22,3,2)))","v":{"$error":"#REF!"}},null,49.50000000000027,{"$f":"VLOOKUP($S139,P_All!$X$5:$AS$245,3*($C$8-1)+2)","v":13634},{"$f":"VLOOKUP($S139,P_All!$X$5:$AS$245,3*($C$8-1)+3)","v":14314},{"$f":"VLOOKUP($S139,P_All!$X$5:$AS$245,3*($C$8-1)+4)","v":17151},{"$f":"IF(ISNA(VLOOKUP($B$6,$A$25:$E$52,IF($B$8=$A$22,3,2))),EXP(VLOOKUP($B$6,$A$25:$E$52,4)*LN(VLOOKUP($S139,#REF!,$C$8+1)/1000)+VLOOKUP($B$6,$A$25:$E$52,5)),VLOOKUP($B$6,$A$25:$E$52,IF($B$8=$A$22,3,2)))","v":{"$error":"#REF!"}}]
[null,null,null,null,null,null,null,115,{"$f":"VLOOKUP($H140,P_All!$A$5:$D$205,3*($C$8-1)+2)","v":17530},{"$f":"VLOOKUP($H140,P_All!$A$5:$D$205,3*($C$8-1)+3)","v":20304},{"$f":"VLOOKUP($H140,P_All!$A$5:$D$205,3*($C$8-1)+4)","v":23701},{"$f":"IF(ISNA(VLOOKUP($B$6,$A$25:$E$51,IF($B$8=$A$22,3,2))),EXP(VLOOKUP($B$6,$A$25:$E$51,4)*LN(VLOOKUP($H140,#REF!,$C$8+1)/1000)+VLOOKUP($B$6,$A$25:$E$51,5)),VLOOKUP($B$6,$A$25:$E$51,IF($B$8=$A$22,3,2)))","v":{"$error":"#REF!"}},115,{"$f":"VLOOKUP($H140,Other_All!$A$5:$D$205,3*($C$8-1)+2)","v":17261},{"$f":"VLOOKUP($H140,Other_All!$A$5:$D$205,3*($C$8-1)+3)","v":19542},{"$f":"VLOOKUP($H140,Other_All!$A$5:$D$205,3*($C$8-1)+4)","v":22177},{"$f":"IF(ISNA(VLOOKUP($B$6,$A$25:$E$51,IF($B$8=$A$22,3,2))),EXP(VLOOKUP($B$6,$A$25:$E$51,4)*LN(VLOOKUP($H140,#REF!,$C$8+1)/1000)+VLOOKUP($B$6,$A$25:$E$51,5)),VLOOKUP($B$6,$A$25:$E$51,IF($B$8=$A$22,3,2)))","v":{"$error":"#REF!"}},null,49.583333333333606,{"$f":"VLOOKUP($S140,P_All!$X$5:$AS$245,3*($C$8-1)+2)","v":13564},{"$f":"VLOOKUP($S140,P_All!$X$5:$AS$245,3*($C$8-1)+3)","v":14288},{"$f":"VLOOKUP($S140,P_All!$X$5:$AS$245,3*($C$8-1)+4)","v":17126},{"$f":"IF(ISNA(VLOOKUP($B$6,$A$25:$E$52,IF($B$8=$A$22,3,2))),EXP(VLOOKUP($B$6,$A$25:$E$52,4)*LN(VLOOKUP($S140,#REF!,$C$8+1)/1000)+VLOOKUP($B$6,$A$25:$E$52,5)),VLOOKUP($B$6,$A$25:$E$52,IF($B$8=$A$22,3,2)))","v":{"$error":"#REF!"}}]
[null,null,null,null,null,null,null,116,{"$f":"VLOOKUP($H141,P_All!$A$5:$D$205,3*($C$8-1)+2)","v":17539},{"$f":"VLOOKUP($H141,P_All!$A$5:$D$205,3*($C$8-1)+3)","v":20250},{"$f":"VLOOKUP($H141,P_All!$A$5:$D$205,3*($C$8-1)+4)","v":23592},{"$f":"IF(ISNA(VLOOKUP($B$6,$A$25:$E$51,IF($B$8=$A$22,3,2))),EXP(VLOOKUP($B$6,$A$25:$E$51,4)*LN(VLOOKUP($H141,#REF!,$C$8+1)/1000)+VLOOKUP($B$6,$A$25:$E$51,5)),VLOOKUP($B$6,$A$25:$E$51,IF($B$8=$A$22,3,2)))","v":{"$error":"#REF!"}},116,{"$f":"VLOOKUP($H141,Other_All!$A$5:$D$205,3*($C$8-1)+2)","v":17271},{"$f":"VLOOKUP($H141,Other_All!$A$5:$D$205,3*($C$8-1)+3)","v":19558},{"$f":"VLOOKUP($H141,Other_All!$A$5:$D$205,3*($C$8-1)+4)","v":22242},{"$f":"IF(ISNA(VLOOKUP($B$6,$A$25:$E$51,IF($B$8=$A$22,3,2))),EXP(VLOOKUP($B$6,$A$25:$E$51,4)*LN(VLOOKUP($H141,#REF!,$C$8+1)/1000)+VLOOKUP($B$6,$A$25:$E$51,5)),VLOOKUP($B$6,$A$25:$E$51,IF($B$8=$A$22,3,2)))","v":{"$error":"#REF!"}},null,49.666666666666941,{"$f":"VLOOKUP($S141,P_All!$X$5:$AS$245,3*($C$8-1)+2)","v":13511},{"$f":"VLOOKUP($S141,P_All!$X$5:$AS$245,3*($C$8-1)+3)","v":14272},{"$f":"VLOOKUP($S141,P_All!$X$5:$AS$245,3*($C$8-1)+4)","v":17338},{"$f":"IF(ISNA(VLOOKUP($B$6,$A$25:$E$52,IF($B$8=$A$22,3,2))),EXP(VLOOKUP($B$6,$A$25:$E$52,4)*LN(VLOOKUP($S141,#REF!,$C$8+1)/1000)+VLOOKUP($B$6,$A$25:$E$52,5)),VLOOKUP($B$6,$A$25:$E$52,IF($B$8=$A$22,3,2)))","v":{"$error":"#REF!"}}]
[null,null,null,null,null,null,null,117,{"$f":"VLOOKUP($H142,P_All!$A$5:$D$205,3*($C$8-1)+2)","v":17554},{"$f":"VLOOKUP($H142,P_All!$A$5:$D$205,3*($C$8-1)+3)","v":20255},{"$f":"VLOOKUP($H142,P_All!$A$5:$D$205,3*($C$8-1)+4)","v":23545},{"$f":"IF(ISNA(VLOOKUP($B$6,$A$25:$E$51,IF($B$8=$A$22,3,2))),EXP(VLOOKUP($B$6,$A$25:$E$51,4)*LN(VLOOKUP($H142,#REF!,$C$8+1)/1000)+VLOOKUP($B$6,$A$25:$E$51,5)),VLOOKUP($B$6,$A$25:$E$51,IF($B$8=$A$22,3,2)))","v":{"$error":"#REF!"}},117,{"$f":"VLOOKUP($H142,Other_All!$A$5:$D$205,3*($C$8-1)+2)","v":17135},{"$f":"VLOOKUP($H142,Other_All!$A$5:$D$205,3*($C$8-1)+3)","v":19501},{"$f":"VLOOKUP($H142,Other_All!$A$5:$D$205,3*($C$8-1)+4)","v":22055},{"$f":"IF(ISNA(VLOOKUP($B$6,$A$25:$E$51,IF($B$8=$A$22,3,2))),EXP(VLOOKUP($B$6,$A$25:$E$51,4)*LN(VLOOKUP($H142,#REF!,$C$8+1)/1000)+VLOOKUP($B$6,$A$25:$E$51,5)),VLOOKUP($B$6,$A$25:$E$51,IF($B$8=$A$22,3,2)))","v":{"$error":"#REF!"}},null,49.750000000000277,{"$f":"VLOOKUP($S142,P_All!$X$5:$AS$245,3*($C$8-1)+2)","v":13389},{"$f":"VLOOKUP($S142,P_All!$X$5:$AS$245,3*($C$8-1)+3)","v":14202},{"$f":"VLOOKUP($S142,P_All!$X$5:$AS$245,3*($C$8-1)+4)","v":17164},{"$f":"IF(ISNA(VLOOKUP($B$6,$A$25:$E$52,IF($B$8=$A$22,3,2))),EXP(VLOOKUP($B$6,$A$25:$E$52,4)*LN(VLOOKUP($S142,#REF!,$C$8+1)/1000)+VLOOKUP($B$6,$A$25:$E$52,5)),VLOOKUP($B$6,$A$25:$E$52,IF($B$8=$A$22,3,2)))","v":{"$error":"#REF!"}}]
[null,null,null,null,null,null,null,118,{"$f":"VLOOKUP($H143,P_All!$A$5:$D$205,3*($C$8-1)+2)","v":17402},{"$f":"VLOOKUP($H143,P_All!$A$5:$D$205,3*($C$8-1)+3)","v":20286},{"$f":"VLOOKUP($H143,P_All!$A$5:$D$205,3*($C$8-1)+4)","v":23534},{"$f":"IF(ISNA(VLOOKUP($B$6,$A$25:$E$51,IF($B$8=$A$22,3,2))),EXP(VLOOKUP($B$6,$A$25:$E$51,4)*LN(VLOOKUP($H143,#REF!,$C$8+1)/1000)+VLOOKUP($B$6,$A$25:$E$51,5)),VLOOKUP($B$6,$A$25:$E$51,IF($B$8=$A$22,3,2)))","v":{"$error":"#REF!"}},118,{"$f":"VLOOKUP($H143,Other_All!$A$5:$D$205,3*($C$8-1)+2)","v":16986},{"$f":"VLOOKUP($H143,Other_All!$A$5:$D$205,3*($C$8-1)+3)","v":19457},{"$f":"VLOOKUP($H143,Other_All!$A$5:$D$205,3*($C$8-1)+4)","v":21870},{"$f":"IF(ISNA(VLOOKUP($B$6,$A$25:$E$51,IF($B$8=$A$22,3,2))),EXP(VLOOKUP($B$6,$A$25:$E$51,4)*LN(VLOOKUP($H143,#REF!,$C$8+1)/1000)+VLOOKUP($B$6,$A$25:$E$51,5)),VLOOKUP($B$6,$A$25:$E$51,IF($B$8=$A$22,3,2)))","v":{"$error":"#REF!"}},null,49.833333333333613,{"$f":"VLOOKUP($S143,P_All!$X$5:$AS$245,3*($C$8-1)+2)","v":13329},{"$f":"VLOOKUP($S143,P_All!$X$5:$AS$245,3*($C$8-1)+3)","v":14169},{"$f":"VLOOKUP($S143,P_All!$X$5:$AS$245,3*($C$8-1)+4)","v":17075},{"$f":"IF(ISNA(VLOOKUP($B$6,$A$25:$E$52,IF($B$8=$A$22,3,2))),EXP(VLOOKUP($B$6,$A$25:$E$52,4)*LN(VLOOKUP($S143,#REF!,$C$8+1)/1000)+VLOOKUP($B$6,$A$25:$E$52,5)),VLOOKUP($B$6,$A$25:$E$52,IF($B$8=$A$22,3,2)))","v":{"$error":"#REF!"}}]
[null,null,null,null,null,null,null,119,{"$f":"VLOOKUP($H144,P_All!$A$5:$D$205,3*($C$8-1)+2)","v":17415},{"$f":"VLOOKUP($H144,P_All!$A$5:$D$205,3*($C$8-1)+3)","v":20056},{"$f":"VLOOKUP($H144,P_All!$A$5:$D$205,3*($C$8-1)+4)","v":23348},{"$f":"IF(ISNA(VLOOKUP($B$6,$A$25:$E$51,IF($B$8=$A$22,3,2))),EXP(VLOOKUP($B$6,$A$25:$E$51,4)*LN(VLOOKUP($H144,#REF!,$C$8+1)/1000)+VLOOKUP($B$6,$A$25:$E$51,5)),VLOOKUP($B$6,$A$25:$E$51,IF($B$8=$A$22,3,2)))","v":{"$error":"#REF!"}},119,{"$f":"VLOOKUP($H144,Other_All!$A$5:$D$205,3*($C$8-1)+2)","v":17199},{"$f":"VLOOKUP($H144,Other_All!$A$5:$D$205,3*($C$8-1)+3)","v":19446},{"$f":"VLOOKUP($H144,Other_All!$A$5:$D$205,3*($C$8-1)+4)","v":21813},{"$f":"IF(ISNA(VLOOKUP($B$6,$A$25:$E$51,IF($B$8=$A$22,3,2))),EXP(VLOOKUP($B$6,$A$25:$E$51,4)*LN(VLOOKUP($H144,#REF!,$C$8+1)/1000)+VLOOKUP($B$6,$A$25:$E$51,5)),VLOOKUP($B$6,$A$25:$E$51,IF($B$8=$A$22,3,2)))","v":{"$error":"#REF!"}},null,49.916666666666949,{"$f":"VLOOKUP($S144,P_All!$X$5:$AS$245,3*($C$8-1)+2)","v":13317},{"$f":"VLOOKUP($S144,P_All!$X$5:$AS$245,3*($C$8-1)+3)","v":14151},{"$f":"VLOOKUP($S144,P_All!$X$5:$AS$245,3*($C$8-1)+4)","v":17085},{"$f":"IF(ISNA(VLOOKUP($B$6,$A$25:$E$52,IF($B$8=$A$22,3,2))),EXP(VLOOKUP($B$6,$A$25:$E$52,4)*LN(VLOOKUP($S144,#REF!,$C$8+1)/1000)+VLOOKUP($B$6,$A$25:$E$52,5)),VLOOKUP($B$6,$A$25:$E$52,IF($B$8=$A$22,3,2)))","v":{"$error":"#REF!"}}]
[null,null,null,null,null,null,null,120,{"$f":"VLOOKUP($H145,P_All!$A$5:$D$205,3*($C$8-1)+2)","v":17418},{"$f":"VLOOKUP($H145,P_All!$A$5:$D$205,3*($C$8-1)+3)","v":20140},{"$f":"VLOOKUP($H145,P_All!$A$5:$D$205,3*($C$8-1)+4)","v":23463},{"$f":"IF(ISNA(VLOOKUP($B$6,$A$25:$E$51,IF($B$8=$A$22,3,2))),EXP(VLOOKUP($B$6,$A$25:$E$51,4)*LN(VLOOKUP($H145,#REF!,$C$8+1)/1000)+VLOOKUP($B$6,$A$25:$E$51,5)),VLOOKUP($B$6,$A$25:$E$51,IF($B$8=$A$22,3,2)))","v":{"$error":"#REF!"}},120,{"$f":"VLOOKUP($H145,Other_All!$A$5:$D$205,3*($C$8-1)+2)","v":17155},{"$f":"VLOOKUP($H145,Other_All!$A$5:$D$205,3*($C$8-1)+3)","v":19483},{"$f":"VLOOKUP($H145,Other_All!$A$5:$D$205,3*($C$8-1)+4)","v":21801},{"$f":"IF(ISNA(VLOOKUP($B$6,$A$25:$E$51,IF($B$8=$A$22,3,2))),EXP(VLOOKUP($B$6,$A$25:$E$51,4)*LN(VLOOKUP($H145,#REF!,$C$8+1)/1000)+VLOOKUP($B$6,$A$25:$E$51,5)),VLOOKUP($B$6,$A$25:$E$51,IF($B$8=$A$22,3,2)))","v":{"$error":"#REF!"}},null,50.000000000000284,{"$f":"VLOOKUP($S145,P_All!$X$5:$AS$245,3*($C$8-1)+2)","v":13285},{"$f":"VLOOKUP($S145,P_All!$X$5:$AS$245,3*($C$8-1)+3)","v":14119},{"$f":"VLOOKUP($S145,P_All!$X$5:$AS$245,3*($C$8-1)+4)","v":17152},{"$f":"IF(ISNA(VLOOKUP($B$6,$A$25:$E$52,IF($B$8=$A$22,3,2))),EXP(VLOOKUP($B$6,$A$25:$E$52,4)*LN(VLOOKUP($S145,#REF!,$C$8+1)/1000)+VLOOKUP($B$6,$A$25:$E$52,5)),VLOOKUP($B$6,$A$25:$E$52,IF($B$8=$A$22,3,2)))","v":{"$error":"#REF!"}}]
[null,null,null,null,null,null,null,121,{"$f":"VLOOKUP($H146,P_All!$A$5:$D$205,3*($C$8-1)+2)","v":17435},{"$f":"VLOOKUP($H146,P_All!$A$5:$D$205,3*($C$8-1)+3)","v":19922},{"$f":"VLOOKUP($H146,P_All!$A$5:$D$205,3*($C$8-1)+4)","v":23503},{"$f":"IF(ISNA(VLOOKUP($B$6,$A$25:$E$51,IF($B$8=$A$22,3,2))),EXP(VLOOKUP($B$6,$A$25:$E$51,4)*LN(VLOOKUP($H146,#REF!,$C$8+1)/1000)+VLOOKUP($B$6,$A$25:$E$51,5)),VLOOKUP($B$6,$A$25:$E$51,IF($B$8=$A$22,3,2)))","v":{"$error":"#REF!"}},121,{"$f":"VLOOKUP($H146,Other_All!$A$5:$D$205,3*($C$8-1)+2)","v":17126},{"$f":"VLOOKUP($H146,Other_All!$A$5:$D$205,3*($C$8-1)+3)","v":19370},{"$f":"VLOOKUP($H146,Other_All!$A$5:$D$205,3*($C$8-1)+4)","v":21837},{"$f":"IF(ISNA(VLOOKUP($B$6,$A$25:$E$51,IF($B$8=$A$22,3,2))),EXP(VLOOKUP($B$6,$A$25:$E$51,4)*LN(VLOOKUP($H146,#REF!,$C$8+1)/1000)+VLOOKUP($B$6,$A$25:$E$51,5)),VLOOKUP($B$6,$A$25:$E$51,IF($B$8=$A$22,3,2)))","v":{"$error":"#REF!"}},null,50.08333333333362,{"$f":"VLOOKUP($S146,P_All!$X$5:$AS$245,3*($C$8-1)+2)","v":13303},{"$f":"VLOOKUP($S146,P_All!$X$5:$AS$245,3*($C$8-1)+3)","v":14106},{"$f":"VLOOKUP($S146,P_All!$X$5:$AS$245,3*($C$8-1)+4)","v":17309},{"$f":"IF(ISNA(VLOOKUP($B$6,$A$25:$E$52,IF($B$8=$A$22,3,2))),EXP(VLOOKUP($B$6,$A$25:$E$52,4)*LN(VLOOKUP($S146,#REF!,$C$8+1)/1000)+VLOOKUP($B$6,$A$25:$E$52,5)),VLOOKUP($B$6,$A$25:$E$52,IF($B$8=$A$22,3,2)))","v":{"$error":"#REF!"}}]
[null,null,null,null,null,null,null,122,{"$f":"VLOOKUP($H147,P_All!$A$5:$D$205,3*($C$8-1)+2)","v":17275},{"$f":"VLOOKUP($H147,P_All!$A$5:$D$205,3*($C$8-1)+3)","v":20080},{"$f":"VLOOKUP($H147,P_All!$A$5:$D$205,3*($C$8-1)+4)","v":23331},{"$f":"IF(ISNA(VLOOKUP($B$6,$A$25:$E$51,IF($B$8=$A$22,3,2))),EXP(VLOOKUP($B$6,$A$25:$E$51,4)*LN(VLOOKUP($H147,#REF!,$C$8+1)/1000)+VLOOKUP($B$6,$A$25:$E$51,5)),VLOOKUP($B$6,$A$25:$E$51,IF($B$8=$A$22,3,2)))","v":{"$error":"#REF!"}},122,{"$f":"VLOOKUP($H147,Other_All!$A$5:$D$205,3*($C$8-1)+2)","v":16895},{"$f":"VLOOKUP($H147,Other_All!$A$5:$D$205,3*($C$8-1)+3)","v":19472},{"$f":"VLOOKUP($H147,Other_All!$A$5:$D$205,3*($C$8-1)+4)","v":22128},{"$f":"IF(ISNA(VLOOKUP($B$6,$A$25:$E$51,IF($B$8=$A$22,3,2))),EXP(VLOOKUP($B$6,$A$25:$E$51,4)*LN(VLOOKUP($H147,#REF!,$C$8+1)/1000)+VLOOKUP($B$6,$A$25:$E$51,5)),VLOOKUP($B$6,$A$25:$E$51,IF($B$8=$A$22,3,2)))","v":{"$error":"#REF!"}},null,50.166666666666956,{"$f":"VLOOKUP($S147,P_All!$X$5:$AS$245,3*($C$8-1)+2)","v":13328},{"$f":"VLOOKUP($S147,P_All!$X$5:$AS$245,3*($C$8-1)+3)","v":14105},{"$f":"VLOOKUP($S147,P_All!$X$5:$AS$245,3*($C$8-1)+4)","v":17476},{"$f":"IF(ISNA(VLOOKUP($B$6,$A$25:$E$52,IF($B$8=$A$22,3,2))),EXP(VLOOKUP($B$6,$A$25:$E$52,4)*LN(VLOOKUP($S147,#REF!,$C$8+1)/1000)+VLOOKUP($B$6,$A$25:$E$52,5)),VLOOKUP($B$6,$A$25:$E$52,IF($B$8=$A$22,3,2)))","v":{"$error":"#REF!"}}]
[null,null,null,null,null,null,null,123,{"$f":"VLOOKUP($H148,P_All!$A$5:$D$205,3*($C$8-1)+2)","v":17453},{"$f":"VLOOKUP($H148,P_All!$A$5:$D$205,3*($C$8-1)+3)","v":20017},{"$f":"VLOOKUP($H148,P_All!$A$5:$D$205,3*($C$8-1)+4)","v":23483},{"$f":"IF(ISNA(VLOOKUP($B$6,$A$25:$E$51,IF($B$8=$A$22,3,2))),EXP(VLOOKUP($B$6,$A$25:$E$51,4)*LN(VLOOKUP($H148,#REF!,$C$8+1)/1000)+VLOOKUP($B$6,$A$25:$E$51,5)),VLOOKUP($B$6,$A$25:$E$51,IF($B$8=$A$22,3,2)))","v":{"$error":"#REF!"}},123,{"$f":"VLOOKUP($H148,Other_All!$A$5:$D$205,3*($C$8-1)+2)","v":17021},{"$f":"VLOOKUP($H148,Other_All!$A$5:$D$205,3*($C$8-1)+3)","v":19493},{"$f":"VLOOKUP($H148,Other_All!$A$5:$D$205,3*($C$8-1)+4)","v":22065},{"$f":"IF(ISNA(VLOOKUP($B$6,$A$25:$E$51,IF($B$8=$A$22,3,2))),EXP(VLOOKUP($B$6,$A$25:$E$51,4)*LN(VLOOKUP($H148,#REF!,$C$8+1)/1000)+VLOOKUP($B$6,$A$25:$E$51,5)),VLOOKUP($B$6,$A$25:$E$51,IF($B$8=$A$22,3,2)))","v":{"$error":"#REF!"}},null,50.250000000000291,{"$f":"VLOOKUP($S148,P_All!$X$5:$AS$245,3*($C$8-1)+2)","v":13414},{"$f":"VLOOKUP($S148,P_All!$X$5:$AS$245,3*($C$8-1)+3)","v":14154},{"$f":"VLOOKUP($S148,P_All!$X$5:$AS$245,3*($C$8-1)+4)","v":17677},{"$f":"IF(ISNA(VLOOKUP($B$6,$A$25:$E$52,IF($B$8=$A$22,3,2))),EXP(VLOOKUP($B$6,$A$25:$E$52,4)*LN(VLOOKUP($S148,#REF!,$C$8+1)/1000)+VLOOKUP($B$6,$A$25:$E$52,5)),VLOOKUP($B$6,$A$25:$E$52,IF($B$8=$A$22,3,2)))","v":{"$error":"#REF!"}}]
[null,null,null,null,null,null,null,124,{"$f":"VLOOKUP($H149,P_All!$A$5:$D$205,3*($C$8-1)+2)","v":17511},{"$f":"VLOOKUP($H149,P_All!$A$5:$D$205,3*($C$8-1)+3)","v":20038},{"$f":"VLOOKUP($H149,P_All!$A$5:$D$205,3*($C$8-1)+4)","v":23941},{"$f":"IF(ISNA(VLOOKUP($B$6,$A$25:$E$51,IF($B$8=$A$22,3,2))),EXP(VLOOKUP($B$6,$A$25:$E$51,4)*LN(VLOOKUP($H149,#REF!,$C$8+1)/1000)+VLOOKUP($B$6,$A$25:$E$51,5)),VLOOKUP($B$6,$A$25:$E$51,IF($B$8=$A$22,3,2)))","v":{"$error":"#REF!"}},124,{"$f":"VLOOKUP($H149,Other_All!$A$5:$D$205,3*($C$8-1)+2)","v":17098},{"$f":"VLOOKUP($H149,Other_All!$A$5:$D$205,3*($C$8-1)+3)","v":19428},{"$f":"VLOOKUP($H149,Other_All!$A$5:$D$205,3*($C$8-1)+4)","v":22210},{"$f":"IF(ISNA(VLOOKUP($B$6,$A$25:$E$51,IF($B$8=$A$22,3,2))),EXP(VLOOKUP($B$6,$A$25:$E$51,4)*LN(VLOOKUP($H149,#REF!,$C$8+1)/1000)+VLOOKUP($B$6,$A$25:$E$51,5)),VLOOKUP($B$6,$A$25:$E$51,IF($B$8=$A$22,3,2)))","v":{"$error":"#REF!"}},null,50.333333333333627,{"$f":"VLOOKUP($S149,P_All!$X$5:$AS$245,3*($C$8-1)+2)","v":13512},{"$f":"VLOOKUP($S149,P_All!$X$5:$AS$245,3*($C$8-1)+3)","v":14209},{"$f":"VLOOKUP($S149,P_All!$X$5:$AS$245,3*($C$8-1)+4)","v":17941},{"$f":"IF(ISNA(VLOOKUP($B$6,$A$25:$E$52,IF($B$8=$A$22,3,2))),EXP(VLOOKUP($B$6,$A$25:$E$52,4)*LN(VLOOKUP($S149,#REF!,$C$8+1)/1000)+VLOOKUP($B$6,$A$25:$E$52,5)),VLOOKUP($B$6,$A$25:$E$52,IF($B$8=$A$22,3,2)))","v":{"$error":"#REF!"}}]
[null,null,null,null,null,null,null,125,{"$f":"VLOOKUP($H150,P_All!$A$5:$D$205,3*($C$8-1)+2)","v":17460},{"$f":"VLOOKUP($H150,P_All!$A$5:$D$205,3*($C$8-1)+3)","v":20089},{"$f":"VLOOKUP($H150,P_All!$A$5:$D$205,3*($C$8-1)+4)","v":23989},{"$f":"IF(ISNA(VLOOKUP($B$6,$A$25:$E$51,IF($B$8=$A$22,3,2))),EXP(VLOOKUP($B$6,$A$25:$E$51,4)*LN(VLOOKUP($H150,#REF!,$C$8+1)/1000)+VLOOKUP($B$6,$A$25:$E$51,5)),VLOOKUP($B$6,$A$25:$E$51,IF($B$8=$A$22,3,2)))","v":{"$error":"#REF!"}},125,{"$f":"VLOOKUP($H150,Other_All!$A$5:$D$205,3*($C$8-1)+2)","v":17225},{"$f":"VLOOKUP($H150,Other_All!$A$5:$D$205,3*($C$8-1)+3)","v":19494},{"$f":"VLOOKUP($H150,Other_All!$A$5:$D$205,3*($C$8-1)+4)","v":22120},{"$f":"IF(ISNA(VLOOKUP($B$6,$A$25:$E$51,IF($B$8=$A$22,3,2))),EXP(VLOOKUP($B$6,$A$25:$E$51,4)*LN(VLOOKUP($H150,#REF!,$C$8+1)/1000)+VLOOKUP($B$6,$A$25:$E$51,5)),VLOOKUP($B$6,$A$25:$E$51,IF($B$8=$A$22,3,2)))","v":{"$error":"#REF!"}},null,50.416666666666963,{"$f":"VLOOKUP($S150,P_All!$X$5:$AS$245,3*($C$8-1)+2)","v":13489},{"$f":"VLOOKUP($S150,P_All!$X$5:$AS$245,3*($C$8-1)+3)","v":14193},{"$f":"VLOOKUP($S150,P_All!$X$5:$AS$245,3*($C$8-1)+4)","v":18268},{"$f":"IF(ISNA(VLOOKUP($B$6,$A$25:$E$52,IF($B$8=$A$22,3,2))),EXP(VLOOKUP($B$6,$A$25:$E$52,4)*LN(VLOOKUP($S150,#REF!,$C$8+1)/1000)+VLOOKUP($B$6,$A$25:$E$52,5)),VLOOKUP($B$6,$A$25:$E$52,IF($B$8=$A$22,3,2)))","v":{"$error":"#REF!"}}]
[null,null,null,null,null,null,null,126,{"$f":"VLOOKUP($H151,P_All!$A$5:$D$205,3*($C$8-1)+2)","v":17445},{"$f":"VLOOKUP($H151,P_All!$A$5:$D$205,3*($C$8-1)+3)","v":20280},{"$f":"VLOOKUP($H151,P_All!$A$5:$D$205,3*($C$8-1)+4)","v":24154},{"$f":"IF(ISNA(VLOOKUP($B$6,$A$25:$E$51,IF($B$8=$A$22,3,2))),EXP(VLOOKUP($B$6,$A$25:$E$51,4)*LN(VLOOKUP($H151,#REF!,$C$8+1)/1000)+VLOOKUP($B$6,$A$25:$E$51,5)),VLOOKUP($B$6,$A$25:$E$51,IF($B$8=$A$22,3,2)))","v":{"$error":"#REF!"}},126,{"$f":"VLOOKUP($H151,Other_All!$A$5:$D$205,3*($C$8-1)+2)","v":17050},{"$f":"VLOOKUP($H151,Other_All!$A$5:$D$205,3*($C$8-1)+3)","v":19519},{"$f":"VLOOKUP($H151,Other_All!$A$5:$D$205,3*($C$8-1)+4)","v":22163},{"$f":"IF(ISNA(VLOOKUP($B$6,$A$25:$E$51,IF($B$8=$A$22,3,2))),EXP(VLOOKUP($B$6,$A$25:$E$51,4)*LN(VLOOKUP($H151,#REF!,$C$8+1)/1000)+VLOOKUP($B$6,$A$25:$E$51,5)),VLOOKUP($B$6,$A$25:$E$51,IF($B$8=$A$22,3,2)))","v":{"$error":"#REF!"}},null,50.500000000000298,{"$f":"VLOOKUP($S151,P_All!$X$5:$AS$245,3*($C$8-1)+2)","v":13369},{"$f":"VLOOKUP($S151,P_All!$X$5:$AS$245,3*($C$8-1)+3)","v":14062},{"$f":"VLOOKUP($S151,P_All!$X$5:$AS$245,3*($C$8-1)+4)","v":18134},{"$f":"IF(ISNA(VLOOKUP($B$6,$A$25:$E$52,IF($B$8=$A$22,3,2))),EXP(VLOOKUP($B$6,$A$25:$E$52,4)*LN(VLOOKUP($S151,#REF!,$C$8+1)/1000)+VLOOKUP($B$6,$A$25:$E$52,5)),VLOOKUP($B$6,$A$25:$E$52,IF($B$8=$A$22,3,2)))","v":{"$error":"#REF!"}}]
[null,null,null,null,null,null,null,127,{"$f":"VLOOKUP($H152,P_All!$A$5:$D$205,3*($C$8-1)+2)","v":17593},{"$f":"VLOOKUP($H152,P_All!$A$5:$D$205,3*($C$8-1)+3)","v":20118},{"$f":"VLOOKUP($H152,P_All!$A$5:$D$205,3*($C$8-1)+4)","v":24025},{"$f":"IF(ISNA(VLOOKUP($B$6,$A$25:$E$51,IF($B$8=$A$22,3,2))),EXP(VLOOKUP($B$6,$A$25:$E$51,4)*LN(VLOOKUP($H152,#REF!,$C$8+1)/1000)+VLOOKUP($B$6,$A$25:$E$51,5)),VLOOKUP($B$6,$A$25:$E$51,IF($B$8=$A$22,3,2)))","v":{"$error":"#REF!"}},127,{"$f":"VLOOKUP($H152,Other_All!$A$5:$D$205,3*($C$8-1)+2)","v":17111},{"$f":"VLOOKUP($H152,Other_All!$A$5:$D$205,3*($C$8-1)+3)","v":19431},{"$f":"VLOOKUP($H152,Other_All!$A$5:$D$205,3*($C$8-1)+4)","v":22380},{"$f":"IF(ISNA(VLOOKUP($B$6,$A$25:$E$51,IF($B$8=$A$22,3,2))),EXP(VLOOKUP($B$6,$A$25:$E$51,4)*LN(VLOOKUP($H152,#REF!,$C$8+1)/1000)+VLOOKUP($B$6,$A$25:$E$51,5)),VLOOKUP($B$6,$A$25:$E$51,IF($B$8=$A$22,3,2)))","v":{"$error":"#REF!"}},null,50.583333333333634,{"$f":"VLOOKUP($S152,P_All!$X$5:$AS$245,3*($C$8-1)+2)","v":13308},{"$f":"VLOOKUP($S152,P_All!$X$5:$AS$245,3*($C$8-1)+3)","v":14041},{"$f":"VLOOKUP($S152,P_All!$X$5:$AS$245,3*($C$8-1)+4)","v":18244},{"$f":"IF(ISNA(VLOOKUP($B$6,$A$25:$E$52,IF($B$8=$A$22,3,2))),EXP(VLOOKUP($B$6,$A$25:$E$52,4)*LN(VLOOKUP($S152,#REF!,$C$8+1)/1000)+VLOOKUP($B$6,$A$25:$E$52,5)),VLOOKUP($B$6,$A$25:$E$52,IF($B$8=$A$22,3,2)))","v":{"$error":"#REF!"}}]
[null,null,null,null,null,null,null,128,{"$f":"VLOOKUP($H153,P_All!$A$5:$D$205,3*($C$8-1)+2)","v":17796},{"$f":"VLOOKUP($H153,P_All!$A$5:$D$205,3*($C$8-1)+3)","v":20225},{"$f":"VLOOKUP($H153,P_All!$A$5:$D$205,3*($C$8-1)+4)","v":24027},{"$f":"IF(ISNA(VLOOKUP($B$6,$A$25:$E$51,IF($B$8=$A$22,3,2))),EXP(VLOOKUP($B$6,$A$25:$E$51,4)*LN(VLOOKUP($H153,#REF!,$C$8+1)/1000)+VLOOKUP($B$6,$A$25:$E$51,5)),VLOOKUP($B$6,$A$25:$E$51,IF($B$8=$A$22,3,2)))","v":{"$error":"#REF!"}},128,{"$f":"VLOOKUP($H153,Other_All!$A$5:$D$205,3*($C$8-1)+2)","v":17317},{"$f":"VLOOKUP($H153,Other_All!$A$5:$D$205,3*($C$8-1)+3)","v":19486},{"$f":"VLOOKUP($H153,Other_All!$A$5:$D$205,3*($C$8-1)+4)","v":22323},{"$f":"IF(ISNA(VLOOKUP($B$6,$A$25:$E$51,IF($B$8=$A$22,3,2))),EXP(VLOOKUP($B$6,$A$25:$E$51,4)*LN(VLOOKUP($H153,#REF!,$C$8+1)/1000)+VLOOKUP($B$6,$A$25:$E$51,5)),VLOOKUP($B$6,$A$25:$E$51,IF($B$8=$A$22,3,2)))","v":{"$error":"#REF!"}},null,50.66666666666697,{"$f":"VLOOKUP($S153,P_All!$X$5:$AS$245,3*($C$8-1)+2)","v":13289},{"$f":"VLOOKUP($S153,P_All!$X$5:$AS$245,3*($C$8-1)+3)","v":14019},{"$f":"VLOOKUP($S153,P_All!$X$5:$AS$245,3*($C$8-1)+4)","v":18287},{"$f":"IF(ISNA(VLOOKUP($B$6,$A$25:$E$52,IF($B$8=$A$22,3,2))),EXP(VLOOKUP($B$6,$A$25:$E$52,4)*LN(VLOOKUP($S153,#REF!,$C$8+1)/1000)+VLOOKUP($B$6,$A$25:$E$52,5)),VLOOKUP($B$6,$A$25:$E$52,IF($B$8=$A$22,3,2)))","v":{"$error":"#REF!"}}]
[null,null,null,null,null,null,null,129,{"$f":"VLOOKUP($H154,P_All!$A$5:$D$205,3*($C$8-1)+2)","v":17708},{"$f":"VLOOKUP($H154,P_All!$A$5:$D$205,3*($C$8-1)+3)","v":20338},{"$f":"VLOOKUP($H154,P_All!$A$5:$D$205,3*($C$8-1)+4)","v":24177},{"$f":"IF(ISNA(VLOOKUP($B$6,$A$25:$E$51,IF($B$8=$A$22,3,2))),EXP(VLOOKUP($B$6,$A$25:$E$51,4)*LN(VLOOKUP($H154,#REF!,$C$8+1)/1000)+VLOOKUP($B$6,$A$25:$E$51,5)),VLOOKUP($B$6,$A$25:$E$51,IF($B$8=$A$22,3,2)))","v":{"$error":"#REF!"}},129,{"$f":"VLOOKUP($H154,Other_All!$A$5:$D$205,3*($C$8-1)+2)","v":17364},{"$f":"VLOOKUP($H154,Other_All!$A$5:$D$205,3*($C$8-1)+3)","v":19600},{"$f":"VLOOKUP($H154,Other_All!$A$5:$D$205,3*($C$8-1)+4)","v":22209},{"$f":"IF(ISNA(VLOOKUP($B$6,$A$25:$E$51,IF($B$8=$A$22,3,2))),EXP(VLOOKUP($B$6,$A$25:$E$51,4)*LN(VLOOKUP($H154,#REF!,$C$8+1)/1000)+VLOOKUP($B$6,$A$25:$E$51,5)),VLOOKUP($B$6,$A$25:$E$51,IF($B$8=$A$22,3,2)))","v":{"$error":"#REF!"}},null,50.750000000000306,{"$f":"VLOOKUP($S154,P_All!$X$5:$AS$245,3*($C$8-1)+2)","v":13157},{"$f":"VLOOKUP($S154,P_All!$X$5:$AS$245,3*($C$8-1)+3)","v":13947},{"$f":"VLOOKUP($S154,P_All!$X$5:$AS$245,3*($C$8-1)+4)","v":18247},{"$f":"IF(ISNA(VLOOKUP($B$6,$A$25:$E$52,IF($B$8=$A$22,3,2))),EXP(VLOOKUP($B$6,$A$25:$E$52,4)*LN(VLOOKUP($S154,#REF!,$C$8+1)/1000)+VLOOKUP($B$6,$A$25:$E$52,5)),VLOOKUP($B$6,$A$25:$E$52,IF($B$8=$A$22,3,2)))","v":{"$error":"#REF!"}}]
[null,null,null,null,null,null,null,130,{"$f":"VLOOKUP($H155,P_All!$A$5:$D$205,3*($C$8-1)+2)","v":17686},{"$f":"VLOOKUP($H155,P_All!$A$5:$D$205,3*($C$8-1)+3)","v":20363},{"$f":"VLOOKUP($H155,P_All!$A$5:$D$205,3*($C$8-1)+4)","v":23761},{"$f":"IF(ISNA(VLOOKUP($B$6,$A$25:$E$51,IF($B$8=$A$22,3,2))),EXP(VLOOKUP($B$6,$A$25:$E$51,4)*LN(VLOOKUP($H155,#REF!,$C$8+1)/1000)+VLOOKUP($B$6,$A$25:$E$51,5)),VLOOKUP($B$6,$A$25:$E$51,IF($B$8=$A$22,3,2)))","v":{"$error":"#REF!"}},130,{"$f":"VLOOKUP($H155,Other_All!$A$5:$D$205,3*($C$8-1)+2)","v":17387},{"$f":"VLOOKUP($H155,Other_All!$A$5:$D$205,3*($C$8-1)+3)","v":19557},{"$f":"VLOOKUP($H155,Other_All!$A$5:$D$205,3*($C$8-1)+4)","v":22021},{"$f":"IF(ISNA(VLOOKUP($B$6,$A$25:$E$51,IF($B$8=$A$22,3,2))),EXP(VLOOKUP($B$6,$A$25:$E$51,4)*LN(VLOOKUP($H155,#REF!,$C$8+1)/1000)+VLOOKUP($B$6,$A$25:$E$51,5)),VLOOKUP($B$6,$A$25:$E$51,IF($B$8=$A$22,3,2)))","v":{"$error":"#REF!"}},null,{"$f":"S154+1/12","v":50.833333333333641},{"$f":"VLOOKUP($S155,P_All!$X$5:$AS$245,3*($C$8-1)+2)","v":13111},{"$f":"VLOOKUP($S155,P_All!$X$5:$AS$245,3*($C$8-1)+3)","v":13912},{"$f":"VLOOKUP($S155,P_All!$X$5:$AS$245,3*($C$8-1)+4)","v":18251},{"$f":"IF(ISNA(VLOOKUP($B$6,$A$25:$E$52,IF($B$8=$A$22,3,2))),EXP(VLOOKUP($B$6,$A$25:$E$52,4)*LN(VLOOKUP($S155,#REF!,$C$8+1)/1000)+VLOOKUP($B$6,$A$25:$E$52,5)),VLOOKUP($B$6,$A$25:$E$52,IF($B$8=$A$22,3,2)))","v":{"$error":"#REF!"}}]
[null,null,null,null,null,null,null,131,{"$f":"VLOOKUP($H156,P_All!$A$5:$D$205,3*($C$8-1)+2)","v":17613},{"$f":"VLOOKUP($H156,P_All!$A$5:$D$205,3*($C$8-1)+3)","v":20316},{"$f":"VLOOKUP($H156,P_All!$A$5:$D$205,3*($C$8-1)+4)","v":23530},{"$f":"IF(ISNA(VLOOKUP($B$6,$A$25:$E$51,IF($B$8=$A$22,3,2))),EXP(VLOOKUP($B$6,$A$25:$E$51,4)*LN(VLOOKUP($H156,#REF!,$C$8+1)/1000)+VLOOKUP($B$6,$A$25:$E$51,5)),VLOOKUP($B$6,$A$25:$E$51,IF($B$8=$A$22,3,2)))","v":{"$error":"#REF!"}},131,{"$f":"VLOOKUP($H156,Other_All!$A$5:$D$205,3*($C$8-1)+2)","v":17322},{"$f":"VLOOKUP($H156,Other_All!$A$5:$D$205,3*($C$8-1)+3)","v":19513},{"$f":"VLOOKUP($H156,Other_All!$A$5:$D$205,3*($C$8-1)+4)","v":21890},{"$f":"IF(ISNA(VLOOKUP($B$6,$A$25:$E$51,IF($B$8=$A$22,3,2))),EXP(VLOOKUP($B$6,$A$25:$E$51,4)*LN(VLOOKUP($H156,#REF!,$C$8+1)/1000)+VLOOKUP($B$6,$A$25:$E$51,5)),VLOOKUP($B$6,$A$25:$E$51,IF($B$8=$A$22,3,2)))","v":{"$error":"#REF!"}},null,50.916666666666977,{"$f":"VLOOKUP($S156,P_All!$X$5:$AS$245,3*($C$8-1)+2)","v":13116},{"$f":"VLOOKUP($S156,P_All!$X$5:$AS$245,3*($C$8-1)+3)","v":13896},{"$f":"VLOOKUP($S156,P_All!$X$5:$AS$245,3*($C$8-1)+4)","v":18320},{"$f":"IF(ISNA(VLOOKUP($B$6,$A$25:$E$52,IF($B$8=$A$22,3,2))),EXP(VLOOKUP($B$6,$A$25:$E$52,4)*LN(VLOOKUP($S156,#REF!,$C$8+1)/1000)+VLOOKUP($B$6,$A$25:$E$52,5)),VLOOKUP($B$6,$A$25:$E$52,IF($B$8=$A$22,3,2)))","v":{"$error":"#REF!"}}]
[null,null,null,null,null,null,null,132,{"$f":"VLOOKUP($H157,P_All!$A$5:$D$205,3*($C$8-1)+2)","v":17731},{"$f":"VLOOKUP($H157,P_All!$A$5:$D$205,3*($C$8-1)+3)","v":20262},{"$f":"VLOOKUP($H157,P_All!$A$5:$D$205,3*($C$8-1)+4)","v":23780},{"$f":"IF(ISNA(VLOOKUP($B$6,$A$25:$E$51,IF($B$8=$A$22,3,2))),EXP(VLOOKUP($B$6,$A$25:$E$51,4)*LN(VLOOKUP($H157,#REF!,$C$8+1)/1000)+VLOOKUP($B$6,$A$25:$E$51,5)),VLOOKUP($B$6,$A$25:$E$51,IF($B$8=$A$22,3,2)))","v":{"$error":"#REF!"}},132,{"$f":"VLOOKUP($H157,Other_All!$A$5:$D$205,3*($C$8-1)+2)","v":17442},{"$f":"VLOOKUP($H157,Other_All!$A$5:$D$205,3*($C$8-1)+3)","v":19629},{"$f":"VLOOKUP($H157,Other_All!$A$5:$D$205,3*($C$8-1)+4)","v":22118},{"$f":"IF(ISNA(VLOOKUP($B$6,$A$25:$E$51,IF($B$8=$A$22,3,2))),EXP(VLOOKUP($B$6,$A$25:$E$51,4)*LN(VLOOKUP($H157,#REF!,$C$8+1)/1000)+VLOOKUP($B$6,$A$25:$E$51,5)),VLOOKUP($B$6,$A$25:$E$51,IF($B$8=$A$22,3,2)))","v":{"$error":"#REF!"}},null,51.000000000000313,{"$f":"VLOOKUP($S157,P_All!$X$5:$AS$245,3*($C$8-1)+2)","v":13097},{"$f":"VLOOKUP($S157,P_All!$X$5:$AS$245,3*($C$8-1)+3)","v":13872},{"$f":"VLOOKUP($S157,P_All!$X$5:$AS$245,3*($C$8-1)+4)","v":18398},{"$f":"IF(ISNA(VLOOKUP($B$6,$A$25:$E$52,IF($B$8=$A$22,3,2))),EXP(VLOOKUP($B$6,$A$25:$E$52,4)*LN(VLOOKUP($S157,#REF!,$C$8+1)/1000)+VLOOKUP($B$6,$A$25:$E$52,5)),VLOOKUP($B$6,$A$25:$E$52,IF($B$8=$A$22,3,2)))","v":{"$error":"#REF!"}}]
[null,null,null,null,null,null,null,133,{"$f":"VLOOKUP($H158,P_All!$A$5:$D$205,3*($C$8-1)+2)","v":17736},{"$f":"VLOOKUP($H158,P_All!$A$5:$D$205,3*($C$8-1)+3)","v":20374},{"$f":"VLOOKUP($H158,P_All!$A$5:$D$205,3*($C$8-1)+4)","v":23948},{"$f":"IF(ISNA(VLOOKUP($B$6,$A$25:$E$51,IF($B$8=$A$22,3,2))),EXP(VLOOKUP($B$6,$A$25:$E$51,4)*LN(VLOOKUP($H158,#REF!,$C$8+1)/1000)+VLOOKUP($B$6,$A$25:$E$51,5)),VLOOKUP($B$6,$A$25:$E$51,IF($B$8=$A$22,3,2)))","v":{"$error":"#REF!"}},133,{"$f":"VLOOKUP($H158,Other_All!$A$5:$D$205,3*($C$8-1)+2)","v":17471},{"$f":"VLOOKUP($H158,Other_All!$A$5:$D$205,3*($C$8-1)+3)","v":19696},{"$f":"VLOOKUP($H158,Other_All!$A$5:$D$205,3*($C$8-1)+4)","v":22357},{"$f":"IF(ISNA(VLOOKUP($B$6,$A$25:$E$51,IF($B$8=$A$22,3,2))),EXP(VLOOKUP($B$6,$A$25:$E$51,4)*LN(VLOOKUP($H158,#REF!,$C$8+1)/1000)+VLOOKUP($B$6,$A$25:$E$51,5)),VLOOKUP($B$6,$A$25:$E$51,IF($B$8=$A$22,3,2)))","v":{"$error":"#REF!"}},null,51.083333333333648,{"$f":"VLOOKUP($S158,P_All!$X$5:$AS$245,3*($C$8-1)+2)","v":13122},{"$f":"VLOOKUP($S158,P_All!$X$5:$AS$245,3*($C$8-1)+3)","v":13860},{"$f":"VLOOKUP($S158,P_All!$X$5:$AS$245,3*($C$8-1)+4)","v":18510},{"$f":"IF(ISNA(VLOOKUP($B$6,$A$25:$E$52,IF($B$8=$A$22,3,2))),EXP(VLOOKUP($B$6,$A$25:$E$52,4)*LN(VLOOKUP($S158,#REF!,$C$8+1)/1000)+VLOOKUP($B$6,$A$25:$E$52,5)),VLOOKUP($B$6,$A$25:$E$52,IF($B$8=$A$22,3,2)))","v":{"$error":"#REF!"}}]
[null,null,null,null,null,null,null,134,{"$f":"VLOOKUP($H159,P_All!$A$5:$D$205,3*($C$8-1)+2)","v":17730},{"$f":"VLOOKUP($H159,P_All!$A$5:$D$205,3*($C$8-1)+3)","v":20507},{"$f":"VLOOKUP($H159,P_All!$A$5:$D$205,3*($C$8-1)+4)","v":23709},{"$f":"IF(ISNA(VLOOKUP($B$6,$A$25:$E$51,IF($B$8=$A$22,3,2))),EXP(VLOOKUP($B$6,$A$25:$E$51,4)*LN(VLOOKUP($H159,#REF!,$C$8+1)/1000)+VLOOKUP($B$6,$A$25:$E$51,5)),VLOOKUP($B$6,$A$25:$E$51,IF($B$8=$A$22,3,2)))","v":{"$error":"#REF!"}},134,{"$f":"VLOOKUP($H159,Other_All!$A$5:$D$205,3*($C$8-1)+2)","v":17476},{"$f":"VLOOKUP($H159,Other_All!$A$5:$D$205,3*($C$8-1)+3)","v":19755},{"$f":"VLOOKUP($H159,Other_All!$A$5:$D$205,3*($C$8-1)+4)","v":22189},{"$f":"IF(ISNA(VLOOKUP($B$6,$A$25:$E$51,IF($B$8=$A$22,3,2))),EXP(VLOOKUP($B$6,$A$25:$E$51,4)*LN(VLOOKUP($H159,#REF!,$C$8+1)/1000)+VLOOKUP($B$6,$A$25:$E$51,5)),VLOOKUP($B$6,$A$25:$E$51,IF($B$8=$A$22,3,2)))","v":{"$error":"#REF!"}},null,51.166666666666984,{"$f":"VLOOKUP($S159,P_All!$X$5:$AS$245,3*($C$8-1)+2)","v":13160},{"$f":"VLOOKUP($S159,P_All!$X$5:$AS$245,3*($C$8-1)+3)","v":13850},{"$f":"VLOOKUP($S159,P_All!$X$5:$AS$245,3*($C$8-1)+4)","v":18643},{"$f":"IF(ISNA(VLOOKUP($B$6,$A$25:$E$52,IF($B$8=$A$22,3,2))),EXP(VLOOKUP($B$6,$A$25:$E$52,4)*LN(VLOOKUP($S159,#REF!,$C$8+1)/1000)+VLOOKUP($B$6,$A$25:$E$52,5)),VLOOKUP($B$6,$A$25:$E$52,IF($B$8=$A$22,3,2)))","v":{"$error":"#REF!"}}]
[null,null,null,null,null,null,null,135,{"$f":"VLOOKUP($H160,P_All!$A$5:$D$205,3*($C$8-1)+2)","v":17773},{"$f":"VLOOKUP($H160,P_All!$A$5:$D$205,3*($C$8-1)+3)","v":20448},{"$f":"VLOOKUP($H160,P_All!$A$5:$D$205,3*($C$8-1)+4)","v":23688},{"$f":"IF(ISNA(VLOOKUP($B$6,$A$25:$E$51,IF($B$8=$A$22,3,2))),EXP(VLOOKUP($B$6,$A$25:$E$51,4)*LN(VLOOKUP($H160,#REF!,$C$8+1)/1000)+VLOOKUP($B$6,$A$25:$E$51,5)),VLOOKUP($B$6,$A$25:$E$51,IF($B$8=$A$22,3,2)))","v":{"$error":"#REF!"}},135,{"$f":"VLOOKUP($H160,Other_All!$A$5:$D$205,3*($C$8-1)+2)","v":17484},{"$f":"VLOOKUP($H160,Other_All!$A$5:$D$205,3*($C$8-1)+3)","v":19621},{"$f":"VLOOKUP($H160,Other_All!$A$5:$D$205,3*($C$8-1)+4)","v":22138},{"$f":"IF(ISNA(VLOOKUP($B$6,$A$25:$E$51,IF($B$8=$A$22,3,2))),EXP(VLOOKUP($B$6,$A$25:$E$51,4)*LN(VLOOKUP($H160,#REF!,$C$8+1)/1000)+VLOOKUP($B$6,$A$25:$E$51,5)),VLOOKUP($B$6,$A$25:$E$51,IF($B$8=$A$22,3,2)))","v":{"$error":"#REF!"}},null,51.25000000000032,{"$f":"VLOOKUP($S160,P_All!$X$5:$AS$245,3*($C$8-1)+2)","v":13214},{"$f":"VLOOKUP($S160,P_All!$X$5:$AS$245,3*($C$8-1)+3)","v":13907},{"$f":"VLOOKUP($S160,P_All!$X$5:$AS$245,3*($C$8-1)+4)","v":18808},{"$f":"IF(ISNA(VLOOKUP($B$6,$A$25:$E$52,IF($B$8=$A$22,3,2))),EXP(VLOOKUP($B$6,$A$25:$E$52,4)*LN(VLOOKUP($S160,#REF!,$C$8+1)/1000)+VLOOKUP($B$6,$A$25:$E$52,5)),VLOOKUP($B$6,$A$25:$E$52,IF($B$8=$A$22,3,2)))","v":{"$error":"#REF!"}}]
[null,null,null,null,null,null,null,136,{"$f":"VLOOKUP($H161,P_All!$A$5:$D$205,3*($C$8-1)+2)","v":17653},{"$f":"VLOOKUP($H161,P_All!$A$5:$D$205,3*($C$8-1)+3)","v":20465},{"$f":"VLOOKUP($H161,P_All!$A$5:$D$205,3*($C$8-1)+4)","v":23709},{"$f":"IF(ISNA(VLOOKUP($B$6,$A$25:$E$51,IF($B$8=$A$22,3,2))),EXP(VLOOKUP($B$6,$A$25:$E$51,4)*LN(VLOOKUP($H161,#REF!,$C$8+1)/1000)+VLOOKUP($B$6,$A$25:$E$51,5)),VLOOKUP($B$6,$A$25:$E$51,IF($B$8=$A$22,3,2)))","v":{"$error":"#REF!"}},136,{"$f":"VLOOKUP($H161,Other_All!$A$5:$D$205,3*($C$8-1)+2)","v":17453},{"$f":"VLOOKUP($H161,Other_All!$A$5:$D$205,3*($C$8-1)+3)","v":19693},{"$f":"VLOOKUP($H161,Other_All!$A$5:$D$205,3*($C$8-1)+4)","v":22017},{"$f":"IF(ISNA(VLOOKUP($B$6,$A$25:$E$51,IF($B$8=$A$22,3,2))),EXP(VLOOKUP($B$6,$A$25:$E$51,4)*LN(VLOOKUP($H161,#REF!,$C$8+1)/1000)+VLOOKUP($B$6,$A$25:$E$51,5)),VLOOKUP($B$6,$A$25:$E$51,IF($B$8=$A$22,3,2)))","v":{"$error":"#REF!"}},null,51.333333333333655,{"$f":"VLOOKUP($S161,P_All!$X$5:$AS$245,3*($C$8-1)+2)","v":13283},{"$f":"VLOOKUP($S161,P_All!$X$5:$AS$245,3*($C$8-1)+3)","v":14005},{"$f":"VLOOKUP($S161,P_All!$X$5:$AS$245,3*($C$8-1)+4)","v":19182},{"$f":"IF(ISNA(VLOOKUP($B$6,$A$25:$E$52,IF($B$8=$A$22,3,2))),EXP(VLOOKUP($B$6,$A$25:$E$52,4)*LN(VLOOKUP($S161,#REF!,$C$8+1)/1000)+VLOOKUP($B$6,$A$25:$E$52,5)),VLOOKUP($B$6,$A$25:$E$52,IF($B$8=$A$22,3,2)))","v":{"$error":"#REF!"}}]
[null,null,null,null,null,null,null,137,{"$f":"VLOOKUP($H162,P_All!$A$5:$D$205,3*($C$8-1)+2)","v":17775},{"$f":"VLOOKUP($H162,P_All!$A$5:$D$205,3*($C$8-1)+3)","v":20414},{"$f":"VLOOKUP($H162,P_All!$A$5:$D$205,3*($C$8-1)+4)","v":23975},{"$f":"IF(ISNA(VLOOKUP($B$6,$A$25:$E$51,IF($B$8=$A$22,3,2))),EXP(VLOOKUP($B$6,$A$25:$E$51,4)*LN(VLOOKUP($H162,#REF!,$C$8+1)/1000)+VLOOKUP($B$6,$A$25:$E$51,5)),VLOOKUP($B$6,$A$25:$E$51,IF($B$8=$A$22,3,2)))","v":{"$error":"#REF!"}},137,{"$f":"VLOOKUP($H162,Other_All!$A$5:$D$205,3*($C$8-1)+2)","v":17487},{"$f":"VLOOKUP($H162,Other_All!$A$5:$D$205,3*($C$8-1)+3)","v":19663},{"$f":"VLOOKUP($H162,Other_All!$A$5:$D$205,3*($C$8-1)+4)","v":22227},{"$f":"IF(ISNA(VLOOKUP($B$6,$A$25:$E$51,IF($B$8=$A$22,3,2))),EXP(VLOOKUP($B$6,$A$25:$E$51,4)*LN(VLOOKUP($H162,#REF!,$C$8+1)/1000)+VLOOKUP($B$6,$A$25:$E$51,5)),VLOOKUP($B$6,$A$25:$E$51,IF($B$8=$A$22,3,2)))","v":{"$error":"#REF!"}},null,51.416666666666991,{"$f":"VLOOKUP($S162,P_All!$X$5:$AS$245,3*($C$8-1)+2)","v":13280},{"$f":"VLOOKUP($S162,P_All!$X$5:$AS$245,3*($C$8-1)+3)","v":13997},{"$f":"VLOOKUP($S162,P_All!$X$5:$AS$245,3*($C$8-1)+4)","v":19092},{"$f":"IF(ISNA(VLOOKUP($B$6,$A$25:$E$52,IF($B$8=$A$22,3,2))),EXP(VLOOKUP($B$6,$A$25:$E$52,4)*LN(VLOOKUP($S162,#REF!,$C$8+1)/1000)+VLOOKUP($B$6,$A$25:$E$52,5)),VLOOKUP($B$6,$A$25:$E$52,IF($B$8=$A$22,3,2)))","v":{"$error":"#REF!"}}]
[null,null,null,null,null,null,null,138,{"$f":"VLOOKUP($H163,P_All!$A$5:$D$205,3*($C$8-1)+2)","v":17813},{"$f":"VLOOKUP($H163,P_All!$A$5:$D$205,3*($C$8-1)+3)","v":20281},{"$f":"VLOOKUP($H163,P_All!$A$5:$D$205,3*($C$8-1)+4)","v":23685},{"$f":"IF(ISNA(VLOOKUP($B$6,$A$25:$E$51,IF($B$8=$A$22,3,2))),EXP(VLOOKUP($B$6,$A$25:$E$51,4)*LN(VLOOKUP($H163,#REF!,$C$8+1)/1000)+VLOOKUP($B$6,$A$25:$E$51,5)),VLOOKUP($B$6,$A$25:$E$51,IF($B$8=$A$22,3,2)))","v":{"$error":"#REF!"}},138,{"$f":"VLOOKUP($H163,Other_All!$A$5:$D$205,3*($C$8-1)+2)","v":17506},{"$f":"VLOOKUP($H163,Other_All!$A$5:$D$205,3*($C$8-1)+3)","v":19639},{"$f":"VLOOKUP($H163,Other_All!$A$5:$D$205,3*($C$8-1)+4)","v":22060},{"$f":"IF(ISNA(VLOOKUP($B$6,$A$25:$E$51,IF($B$8=$A$22,3,2))),EXP(VLOOKUP($B$6,$A$25:$E$51,4)*LN(VLOOKUP($H163,#REF!,$C$8+1)/1000)+VLOOKUP($B$6,$A$25:$E$51,5)),VLOOKUP($B$6,$A$25:$E$51,IF($B$8=$A$22,3,2)))","v":{"$error":"#REF!"}},null,51.500000000000327,{"$f":"VLOOKUP($S163,P_All!$X$5:$AS$245,3*($C$8-1)+2)","v":13164},{"$f":"VLOOKUP($S163,P_All!$X$5:$AS$245,3*($C$8-1)+3)","v":13917},{"$f":"VLOOKUP($S163,P_All!$X$5:$AS$245,3*($C$8-1)+4)","v":19099},{"$f":"IF(ISNA(VLOOKUP($B$6,$A$25:$E$52,IF($B$8=$A$22,3,2))),EXP(VLOOKUP($B$6,$A$25:$E$52,4)*LN(VLOOKUP($S163,#REF!,$C$8+1)/1000)+VLOOKUP($B$6,$A$25:$E$52,5)),VLOOKUP($B$6,$A$25:$E$52,IF($B$8=$A$22,3,2)))","v":{"$error":"#REF!"}}]
[null,null,null,null,null,null,null,139,{"$f":"VLOOKUP($H164,P_All!$A$5:$D$205,3*($C$8-1)+2)","v":17699},{"$f":"VLOOKUP($H164,P_All!$A$5:$D$205,3*($C$8-1)+3)","v":20206},{"$f":"VLOOKUP($H164,P_All!$A$5:$D$205,3*($C$8-1)+4)","v":23812},{"$f":"IF(ISNA(VLOOKUP($B$6,$A$25:$E$51,IF($B$8=$A$22,3,2))),EXP(VLOOKUP($B$6,$A$25:$E$51,4)*LN(VLOOKUP($H164,#REF!,$C$8+1)/1000)+VLOOKUP($B$6,$A$25:$E$51,5)),VLOOKUP($B$6,$A$25:$E$51,IF($B$8=$A$22,3,2)))","v":{"$error":"#REF!"}},139,{"$f":"VLOOKUP($H164,Other_All!$A$5:$D$205,3*($C$8-1)+2)","v":17394},{"$f":"VLOOKUP($H164,Other_All!$A$5:$D$205,3*($C$8-1)+3)","v":19554},{"$f":"VLOOKUP($H164,Other_All!$A$5:$D$205,3*($C$8-1)+4)","v":22040},{"$f":"IF(ISNA(VLOOKUP($B$6,$A$25:$E$51,IF($B$8=$A$22,3,2))),EXP(VLOOKUP($B$6,$A$25:$E$51,4)*LN(VLOOKUP($H164,#REF!,$C$8+1)/1000)+VLOOKUP($B$6,$A$25:$E$51,5)),VLOOKUP($B$6,$A$25:$E$51,IF($B$8=$A$22,3,2)))","v":{"$error":"#REF!"}},null,51.583333333333663,{"$f":"VLOOKUP($S164,P_All!$X$5:$AS$245,3*($C$8-1)+2)","v":13123},{"$f":"VLOOKUP($S164,P_All!$X$5:$AS$245,3*($C$8-1)+3)","v":13884},{"$f":"VLOOKUP($S164,P_All!$X$5:$AS$245,3*($C$8-1)+4)","v":19112},{"$f":"IF(ISNA(VLOOKUP($B$6,$A$25:$E$52,IF($B$8=$A$22,3,2))),EXP(VLOOKUP($B$6,$A$25:$E$52,4)*LN(VLOOKUP($S164,#REF!,$C$8+1)/1000)+VLOOKUP($B$6,$A$25:$E$52,5)),VLOOKUP($B$6,$A$25:$E$52,IF($B$8=$A$22,3,2)))","v":{"$error":"#REF!"}}]
[null,null,null,null,null,null,null,140,{"$f":"VLOOKUP($H165,P_All!$A$5:$D$205,3*($C$8-1)+2)","v":17750},{"$f":"VLOOKUP($H165,P_All!$A$5:$D$205,3*($C$8-1)+3)","v":20187},{"$f":"VLOOKUP($H165,P_All!$A$5:$D$205,3*($C$8-1)+4)","v":23696},{"$f":"IF(ISNA(VLOOKUP($B$6,$A$25:$E$51,IF($B$8=$A$22,3,2))),EXP(VLOOKUP($B$6,$A$25:$E$51,4)*LN(VLOOKUP($H165,#REF!,$C$8+1)/1000)+VLOOKUP($B$6,$A$25:$E$51,5)),VLOOKUP($B$6,$A$25:$E$51,IF($B$8=$A$22,3,2)))","v":{"$error":"#REF!"}},140,{"$f":"VLOOKUP($H165,Other_All!$A$5:$D$205,3*($C$8-1)+2)","v":17334},{"$f":"VLOOKUP($H165,Other_All!$A$5:$D$205,3*($C$8-1)+3)","v":19558},{"$f":"VLOOKUP($H165,Other_All!$A$5:$D$205,3*($C$8-1)+4)","v":22234},{"$f":"IF(ISNA(VLOOKUP($B$6,$A$25:$E$51,IF($B$8=$A$22,3,2))),EXP(VLOOKUP($B$6,$A$25:$E$51,4)*LN(VLOOKUP($H165,#REF!,$C$8+1)/1000)+VLOOKUP($B$6,$A$25:$E$51,5)),VLOOKUP($B$6,$A$25:$E$51,IF($B$8=$A$22,3,2)))","v":{"$error":"#REF!"}},null,51.666666666666998,{"$f":"VLOOKUP($S165,P_All!$X$5:$AS$245,3*($C$8-1)+2)","v":13078},{"$f":"VLOOKUP($S165,P_All!$X$5:$AS$245,3*($C$8-1)+3)","v":13893},{"$f":"VLOOKUP($S165,P_All!$X$5:$AS$245,3*($C$8-1)+4)","v":19278},{"$f":"IF(ISNA(VLOOKUP($B$6,$A$25:$E$52,IF($B$8=$A$22,3,2))),EXP(VLOOKUP($B$6,$A$25:$E$52,4)*LN(VLOOKUP($S165,#REF!,$C$8+1)/1000)+VLOOKUP($B$6,$A$25:$E$52,5)),VLOOKUP($B$6,$A$25:$E$52,IF($B$8=$A$22,3,2)))","v":{"$error":"#REF!"}}]
[null,null,null,null,null,null,null,141,{"$f":"VLOOKUP($H166,P_All!$A$5:$D$205,3*($C$8-1)+2)","v":17667},{"$f":"VLOOKUP($H166,P_All!$A$5:$D$205,3*($C$8-1)+3)","v":20186},{"$f":"VLOOKUP($H166,P_All!$A$5:$D$205,3*($C$8-1)+4)","v":23628},{"$f":"IF(ISNA(VLOOKUP($B$6,$A$25:$E$51,IF($B$8=$A$22,3,2))),EXP(VLOOKUP($B$6,$A$25:$E$51,4)*LN(VLOOKUP($H166,#REF!,$C$8+1)/1000)+VLOOKUP($B$6,$A$25:$E$51,5)),VLOOKUP($B$6,$A$25:$E$51,IF($B$8=$A$22,3,2)))","v":{"$error":"#REF!"}},141,{"$f":"VLOOKUP($H166,Other_All!$A$5:$D$205,3*($C$8-1)+2)","v":17362},{"$f":"VLOOKUP($H166,Other_All!$A$5:$D$205,3*($C$8-1)+3)","v":19494},{"$f":"VLOOKUP($H166,Other_All!$A$5:$D$205,3*($C$8-1)+4)","v":22245},{"$f":"IF(ISNA(VLOOKUP($B$6,$A$25:$E$51,IF($B$8=$A$22,3,2))),EXP(VLOOKUP($B$6,$A$25:$E$51,4)*LN(VLOOKUP($H166,#REF!,$C$8+1)/1000)+VLOOKUP($B$6,$A$25:$E$51,5)),VLOOKUP($B$6,$A$25:$E$51,IF($B$8=$A$22,3,2)))","v":{"$error":"#REF!"}},null,51.750000000000334,{"$f":"VLOOKUP($S166,P_All!$X$5:$AS$245,3*($C$8-1)+2)","v":12947},{"$f":"VLOOKUP($S166,P_All!$X$5:$AS$245,3*($C$8-1)+3)","v":13832},{"$f":"VLOOKUP($S166,P_All!$X$5:$AS$245,3*($C$8-1)+4)","v":19196},{"$f":"IF(ISNA(VLOOKUP($B$6,$A$25:$E$52,IF($B$8=$A$22,3,2))),EXP(VLOOKUP($B$6,$A$25:$E$52,4)*LN(VLOOKUP($S166,#REF!,$C$8+1)/1000)+VLOOKUP($B$6,$A$25:$E$52,5)),VLOOKUP($B$6,$A$25:$E$52,IF($B$8=$A$22,3,2)))","v":{"$error":"#REF!"}}]
[null,null,null,null,null,null,null,142,{"$f":"VLOOKUP($H167,P_All!$A$5:$D$205,3*($C$8-1)+2)","v":17563},{"$f":"VLOOKUP($H167,P_All!$A$5:$D$205,3*($C$8-1)+3)","v":20215},{"$f":"VLOOKUP($H167,P_All!$A$5:$D$205,3*($C$8-1)+4)","v":23808},{"$f":"IF(ISNA(VLOOKUP($B$6,$A$25:$E$51,IF($B$8=$A$22,3,2))),EXP(VLOOKUP($B$6,$A$25:$E$51,4)*LN(VLOOKUP($H167,#REF!,$C$8+1)/1000)+VLOOKUP($B$6,$A$25:$E$51,5)),VLOOKUP($B$6,$A$25:$E$51,IF($B$8=$A$22,3,2)))","v":{"$error":"#REF!"}},142,{"$f":"VLOOKUP($H167,Other_All!$A$5:$D$205,3*($C$8-1)+2)","v":17312},{"$f":"VLOOKUP($H167,Other_All!$A$5:$D$205,3*($C$8-1)+3)","v":19538},{"$f":"VLOOKUP($H167,Other_All!$A$5:$D$205,3*($C$8-1)+4)","v":22294},{"$f":"IF(ISNA(VLOOKUP($B$6,$A$25:$E$51,IF($B$8=$A$22,3,2))),EXP(VLOOKUP($B$6,$A$25:$E$51,4)*LN(VLOOKUP($H167,#REF!,$C$8+1)/1000)+VLOOKUP($B$6,$A$25:$E$51,5)),VLOOKUP($B$6,$A$25:$E$51,IF($B$8=$A$22,3,2)))","v":{"$error":"#REF!"}},null,51.83333333333367,{"$f":"VLOOKUP($S167,P_All!$X$5:$AS$245,3*($C$8-1)+2)","v":12897},{"$f":"VLOOKUP($S167,P_All!$X$5:$AS$245,3*($C$8-1)+3)","v":13823},{"$f":"VLOOKUP($S167,P_All!$X$5:$AS$245,3*($C$8-1)+4)","v":19290},{"$f":"IF(ISNA(VLOOKUP($B$6,$A$25:$E$52,IF($B$8=$A$22,3,2))),EXP(VLOOKUP($B$6,$A$25:$E$52,4)*LN(VLOOKUP($S167,#REF!,$C$8+1)/1000)+VLOOKUP($B$6,$A$25:$E$52,5)),VLOOKUP($B$6,$A$25:$E$52,IF($B$8=$A$22,3,2)))","v":{"$error":"#REF!"}}]
[null,null,null,null,null,null,null,143,{"$f":"VLOOKUP($H168,P_All!$A$5:$D$205,3*($C$8-1)+2)","v":17616},{"$f":"VLOOKUP($H168,P_All!$A$5:$D$205,3*($C$8-1)+3)","v":20190},{"$f":"VLOOKUP($H168,P_All!$A$5:$D$205,3*($C$8-1)+4)","v":23936},{"$f":"IF(ISNA(VLOOKUP($B$6,$A$25:$E$51,IF($B$8=$A$22,3,2))),EXP(VLOOKUP($B$6,$A$25:$E$51,4)*LN(VLOOKUP($H168,#REF!,$C$8+1)/1000)+VLOOKUP($B$6,$A$25:$E$51,5)),VLOOKUP($B$6,$A$25:$E$51,IF($B$8=$A$22,3,2)))","v":{"$error":"#REF!"}},143,{"$f":"VLOOKUP($H168,Other_All!$A$5:$D$205,3*($C$8-1)+2)","v":17350},{"$f":"VLOOKUP($H168,Other_All!$A$5:$D$205,3*($C$8-1)+3)","v":19614},{"$f":"VLOOKUP($H168,Other_All!$A$5:$D$205,3*($C$8-1)+4)","v":22485},{"$f":"IF(ISNA(VLOOKUP($B$6,$A$25:$E$51,IF($B$8=$A$22,3,2))),EXP(VLOOKUP($B$6,$A$25:$E$51,4)*LN(VLOOKUP($H168,#REF!,$C$8+1)/1000)+VLOOKUP($B$6,$A$25:$E$51,5)),VLOOKUP($B$6,$A$25:$E$51,IF($B$8=$A$22,3,2)))","v":{"$error":"#REF!"}},null,51.916666666667005,{"$f":"VLOOKUP($S168,P_All!$X$5:$AS$245,3*($C$8-1)+2)","v":12902},{"$f":"VLOOKUP($S168,P_All!$X$5:$AS$245,3*($C$8-1)+3)","v":13824},{"$f":"VLOOKUP($S168,P_All!$X$5:$AS$245,3*($C$8-1)+4)","v":19385},{"$f":"IF(ISNA(VLOOKUP($B$6,$A$25:$E$52,IF($B$8=$A$22,3,2))),EXP(VLOOKUP($B$6,$A$25:$E$52,4)*LN(VLOOKUP($S168,#REF!,$C$8+1)/1000)+VLOOKUP($B$6,$A$25:$E$52,5)),VLOOKUP($B$6,$A$25:$E$52,IF($B$8=$A$22,3,2)))","v":{"$error":"#REF!"}}]
[null,null,null,null,null,null,null,144,{"$f":"VLOOKUP($H169,P_All!$A$5:$D$205,3*($C$8-1)+2)","v":17649},{"$f":"VLOOKUP($H169,P_All!$A$5:$D$205,3*($C$8-1)+3)","v":20288},{"$f":"VLOOKUP($H169,P_All!$A$5:$D$205,3*($C$8-1)+4)","v":23778},{"$f":"IF(ISNA(VLOOKUP($B$6,$A$25:$E$51,IF($B$8=$A$22,3,2))),EXP(VLOOKUP($B$6,$A$25:$E$51,4)*LN(VLOOKUP($H169,#REF!,$C$8+1)/1000)+VLOOKUP($B$6,$A$25:$E$51,5)),VLOOKUP($B$6,$A$25:$E$51,IF($B$8=$A$22,3,2)))","v":{"$error":"#REF!"}},144,{"$f":"VLOOKUP($H169,Other_All!$A$5:$D$205,3*($C$8-1)+2)","v":17274},{"$f":"VLOOKUP($H169,Other_All!$A$5:$D$205,3*($C$8-1)+3)","v":19635},{"$f":"VLOOKUP($H169,Other_All!$A$5:$D$205,3*($C$8-1)+4)","v":22321},{"$f":"IF(ISNA(VLOOKUP($B$6,$A$25:$E$51,IF($B$8=$A$22,3,2))),EXP(VLOOKUP($B$6,$A$25:$E$51,4)*LN(VLOOKUP($H169,#REF!,$C$8+1)/1000)+VLOOKUP($B$6,$A$25:$E$51,5)),VLOOKUP($B$6,$A$25:$E$51,IF($B$8=$A$22,3,2)))","v":{"$error":"#REF!"}},null,52.000000000000341,{"$f":"VLOOKUP($S169,P_All!$X$5:$AS$245,3*($C$8-1)+2)","v":12876},{"$f":"VLOOKUP($S169,P_All!$X$5:$AS$245,3*($C$8-1)+3)","v":13780},{"$f":"VLOOKUP($S169,P_All!$X$5:$AS$245,3*($C$8-1)+4)","v":19449},{"$f":"IF(ISNA(VLOOKUP($B$6,$A$25:$E$52,IF($B$8=$A$22,3,2))),EXP(VLOOKUP($B$6,$A$25:$E$52,4)*LN(VLOOKUP($S169,#REF!,$C$8+1)/1000)+VLOOKUP($B$6,$A$25:$E$52,5)),VLOOKUP($B$6,$A$25:$E$52,IF($B$8=$A$22,3,2)))","v":{"$error":"#REF!"}}]
[null,null,null,null,null,null,null,145,{"$f":"VLOOKUP($H170,P_All!$A$5:$D$205,3*($C$8-1)+2)","v":17582},{"$f":"VLOOKUP($H170,P_All!$A$5:$D$205,3*($C$8-1)+3)","v":20300},{"$f":"VLOOKUP($H170,P_All!$A$5:$D$205,3*($C$8-1)+4)","v":23871},{"$f":"IF(ISNA(VLOOKUP($B$6,$A$25:$E$51,IF($B$8=$A$22,3,2))),EXP(VLOOKUP($B$6,$A$25:$E$51,4)*LN(VLOOKUP($H170,#REF!,$C$8+1)/1000)+VLOOKUP($B$6,$A$25:$E$51,5)),VLOOKUP($B$6,$A$25:$E$51,IF($B$8=$A$22,3,2)))","v":{"$error":"#REF!"}},145,{"$f":"VLOOKUP($H170,Other_All!$A$5:$D$205,3*($C$8-1)+2)","v":17280},{"$f":"VLOOKUP($H170,Other_All!$A$5:$D$205,3*($C$8-1)+3)","v":19675},{"$f":"VLOOKUP($H170,Other_All!$A$5:$D$205,3*($C$8-1)+4)","v":22302},{"$f":"IF(ISNA(VLOOKUP($B$6,$A$25:$E$51,IF($B$8=$A$22,3,2))),EXP(VLOOKUP($B$6,$A$25:$E$51,4)*LN(VLOOKUP($H170,#REF!,$C$8+1)/1000)+VLOOKUP($B$6,$A$25:$E$51,5)),VLOOKUP($B$6,$A$25:$E$51,IF($B$8=$A$22,3,2)))","v":{"$error":"#REF!"}},null,52.083333333333677,{"$f":"VLOOKUP($S170,P_All!$X$5:$AS$245,3*($C$8-1)+2)","v":12897},{"$f":"VLOOKUP($S170,P_All!$X$5:$AS$245,3*($C$8-1)+3)","v":13781},{"$f":"VLOOKUP($S170,P_All!$X$5:$AS$245,3*($C$8-1)+4)","v":19537},{"$f":"IF(ISNA(VLOOKUP($B$6,$A$25:$E$52,IF($B$8=$A$22,3,2))),EXP(VLOOKUP($B$6,$A$25:$E$52,4)*LN(VLOOKUP($S170,#REF!,$C$8+1)/1000)+VLOOKUP($B$6,$A$25:$E$52,5)),VLOOKUP($B$6,$A$25:$E$52,IF($B$8=$A$22,3,2)))","v":{"$error":"#REF!"}}]
[null,null,null,null,null,null,null,146,{"$f":"VLOOKUP($H171,P_All!$A$5:$D$205,3*($C$8-1)+2)","v":17635},{"$f":"VLOOKUP($H171,P_All!$A$5:$D$205,3*($C$8-1)+3)","v":20364},{"$f":"VLOOKUP($H171,P_All!$A$5:$D$205,3*($C$8-1)+4)","v":23745},{"$f":"IF(ISNA(VLOOKUP($B$6,$A$25:$E$51,IF($B$8=$A$22,3,2))),EXP(VLOOKUP($B$6,$A$25:$E$51,4)*LN(VLOOKUP($H171,#REF!,$C$8+1)/1000)+VLOOKUP($B$6,$A$25:$E$51,5)),VLOOKUP($B$6,$A$25:$E$51,IF($B$8=$A$22,3,2)))","v":{"$error":"#REF!"}},146,{"$f":"VLOOKUP($H171,Other_All!$A$5:$D$205,3*($C$8-1)+2)","v":17307},{"$f":"VLOOKUP($H171,Other_All!$A$5:$D$205,3*($C$8-1)+3)","v":19737},{"$f":"VLOOKUP($H171,Other_All!$A$5:$D$205,3*($C$8-1)+4)","v":22089},{"$f":"IF(ISNA(VLOOKUP($B$6,$A$25:$E$51,IF($B$8=$A$22,3,2))),EXP(VLOOKUP($B$6,$A$25:$E$51,4)*LN(VLOOKUP($H171,#REF!,$C$8+1)/1000)+VLOOKUP($B$6,$A$25:$E$51,5)),VLOOKUP($B$6,$A$25:$E$51,IF($B$8=$A$22,3,2)))","v":{"$error":"#REF!"}},null,52.166666666667012,{"$f":"VLOOKUP($S171,P_All!$X$5:$AS$245,3*($C$8-1)+2)","v":12910},{"$f":"VLOOKUP($S171,P_All!$X$5:$AS$245,3*($C$8-1)+3)","v":13769},{"$f":"VLOOKUP($S171,P_All!$X$5:$AS$245,3*($C$8-1)+4)","v":19643},{"$f":"IF(ISNA(VLOOKUP($B$6,$A$25:$E$52,IF($B$8=$A$22,3,2))),EXP(VLOOKUP($B$6,$A$25:$E$52,4)*LN(VLOOKUP($S171,#REF!,$C$8+1)/1000)+VLOOKUP($B$6,$A$25:$E$52,5)),VLOOKUP($B$6,$A$25:$E$52,IF($B$8=$A$22,3,2)))","v":{"$error":"#REF!"}}]
[null,null,null,null,null,null,null,147,{"$f":"VLOOKUP($H172,P_All!$A$5:$D$205,3*($C$8-1)+2)","v":17743},{"$f":"VLOOKUP($H172,P_All!$A$5:$D$205,3*($C$8-1)+3)","v":20334},{"$f":"VLOOKUP($H172,P_All!$A$5:$D$205,3*($C$8-1)+4)","v":23594},{"$f":"IF(ISNA(VLOOKUP($B$6,$A$25:$E$51,IF($B$8=$A$22,3,2))),EXP(VLOOKUP($B$6,$A$25:$E$51,4)*LN(VLOOKUP($H172,#REF!,$C$8+1)/1000)+VLOOKUP($B$6,$A$25:$E$51,5)),VLOOKUP($B$6,$A$25:$E$51,IF($B$8=$A$22,3,2)))","v":{"$error":"#REF!"}},147,{"$f":"VLOOKUP($H172,Other_All!$A$5:$D$205,3*($C$8-1)+2)","v":17436},{"$f":"VLOOKUP($H172,Other_All!$A$5:$D$205,3*($C$8-1)+3)","v":19670},{"$f":"VLOOKUP($H172,Other_All!$A$5:$D$205,3*($C$8-1)+4)","v":22064},{"$f":"IF(ISNA(VLOOKUP($B$6,$A$25:$E$51,IF($B$8=$A$22,3,2))),EXP(VLOOKUP($B$6,$A$25:$E$51,4)*LN(VLOOKUP($H172,#REF!,$C$8+1)/1000)+VLOOKUP($B$6,$A$25:$E$51,5)),VLOOKUP($B$6,$A$25:$E$51,IF($B$8=$A$22,3,2)))","v":{"$error":"#REF!"}},null,52.250000000000348,{"$f":"VLOOKUP($S172,P_All!$X$5:$AS$245,3*($C$8-1)+2)","v":12967},{"$f":"VLOOKUP($S172,P_All!$X$5:$AS$245,3*($C$8-1)+3)","v":13813},{"$f":"VLOOKUP($S172,P_All!$X$5:$AS$245,3*($C$8-1)+4)","v":19750},{"$f":"IF(ISNA(VLOOKUP($B$6,$A$25:$E$52,IF($B$8=$A$22,3,2))),EXP(VLOOKUP($B$6,$A$25:$E$52,4)*LN(VLOOKUP($S172,#REF!,$C$8+1)/1000)+VLOOKUP($B$6,$A$25:$E$52,5)),VLOOKUP($B$6,$A$25:$E$52,IF($B$8=$A$22,3,2)))","v":{"$error":"#REF!"}}]
[null,null,null,null,null,null,null,148,{"$f":"VLOOKUP($H173,P_All!$A$5:$D$205,3*($C$8-1)+2)","v":17593},{"$f":"VLOOKUP($H173,P_All!$A$5:$D$205,3*($C$8-1)+3)","v":20291},{"$f":"VLOOKUP($H173,P_All!$A$5:$D$205,3*($C$8-1)+4)","v":24010},{"$f":"IF(ISNA(VLOOKUP($B$6,$A$25:$E$51,IF($B$8=$A$22,3,2))),EXP(VLOOKUP($B$6,$A$25:$E$51,4)*LN(VLOOKUP($H173,#REF!,$C$8+1)/1000)+VLOOKUP($B$6,$A$25:$E$51,5)),VLOOKUP($B$6,$A$25:$E$51,IF($B$8=$A$22,3,2)))","v":{"$error":"#REF!"}},148,{"$f":"VLOOKUP($H173,Other_All!$A$5:$D$205,3*($C$8-1)+2)","v":17325},{"$f":"VLOOKUP($H173,Other_All!$A$5:$D$205,3*($C$8-1)+3)","v":19621},{"$f":"VLOOKUP($H173,Other_All!$A$5:$D$205,3*($C$8-1)+4)","v":22269},{"$f":"IF(ISNA(VLOOKUP($B$6,$A$25:$E$51,IF($B$8=$A$22,3,2))),EXP(VLOOKUP($B$6,$A$25:$E$51,4)*LN(VLOOKUP($H173,#REF!,$C$8+1)/1000)+VLOOKUP($B$6,$A$25:$E$51,5)),VLOOKUP($B$6,$A$25:$E$51,IF($B$8=$A$22,3,2)))","v":{"$error":"#REF!"}},null,52.333333333333684,{"$f":"VLOOKUP($S173,P_All!$X$5:$AS$245,3*($C$8-1)+2)","v":13049},{"$f":"VLOOKUP($S173,P_All!$X$5:$AS$245,3*($C$8-1)+3)","v":13860},{"$f":"VLOOKUP($S173,P_All!$X$5:$AS$245,3*($C$8-1)+4)","v":19956},{"$f":"IF(ISNA(VLOOKUP($B$6,$A$25:$E$52,IF($B$8=$A$22,3,2))),EXP(VLOOKUP($B$6,$A$25:$E$52,4)*LN(VLOOKUP($S173,#REF!,$C$8+1)/1000)+VLOOKUP($B$6,$A$25:$E$52,5)),VLOOKUP($B$6,$A$25:$E$52,IF($B$8=$A$22,3,2)))","v":{"$error":"#REF!"}}]
[null,null,null,null,null,null,null,149,{"$f":"VLOOKUP($H174,P_All!$A$5:$D$205,3*($C$8-1)+2)","v":17765},{"$f":"VLOOKUP($H174,P_All!$A$5:$D$205,3*($C$8-1)+3)","v":20174},{"$f":"VLOOKUP($H174,P_All!$A$5:$D$205,3*($C$8-1)+4)","v":24152},{"$f":"IF(ISNA(VLOOKUP($B$6,$A$25:$E$51,IF($B$8=$A$22,3,2))),EXP(VLOOKUP($B$6,$A$25:$E$51,4)*LN(VLOOKUP($H174,#REF!,$C$8+1)/1000)+VLOOKUP($B$6,$A$25:$E$51,5)),VLOOKUP($B$6,$A$25:$E$51,IF($B$8=$A$22,3,2)))","v":{"$error":"#REF!"}},149,{"$f":"VLOOKUP($H174,Other_All!$A$5:$D$205,3*($C$8-1)+2)","v":17330},{"$f":"VLOOKUP($H174,Other_All!$A$5:$D$205,3*($C$8-1)+3)","v":19666},{"$f":"VLOOKUP($H174,Other_All!$A$5:$D$205,3*($C$8-1)+4)","v":22309},{"$f":"IF(ISNA(VLOOKUP($B$6,$A$25:$E$51,IF($B$8=$A$22,3,2))),EXP(VLOOKUP($B$6,$A$25:$E$51,4)*LN(VLOOKUP($H174,#REF!,$C$8+1)/1000)+VLOOKUP($B$6,$A$25:$E$51,5)),VLOOKUP($B$6,$A$25:$E$51,IF($B$8=$A$22,3,2)))","v":{"$error":"#REF!"}},null,52.41666666666702,{"$f":"VLOOKUP($S174,P_All!$X$5:$AS$245,3*($C$8-1)+2)","v":13028},{"$f":"VLOOKUP($S174,P_All!$X$5:$AS$245,3*($C$8-1)+3)","v":13836},{"$f":"VLOOKUP($S174,P_All!$X$5:$AS$245,3*($C$8-1)+4)","v":19970},{"$f":"IF(ISNA(VLOOKUP($B$6,$A$25:$E$52,IF($B$8=$A$22,3,2))),EXP(VLOOKUP($B$6,$A$25:$E$52,4)*LN(VLOOKUP($S174,#REF!,$C$8+1)/1000)+VLOOKUP($B$6,$A$25:$E$52,5)),VLOOKUP($B$6,$A$25:$E$52,IF($B$8=$A$22,3,2)))","v":{"$error":"#REF!"}}]
[null,null,null,null,null,null,null,150,{"$f":"VLOOKUP($H175,P_All!$A$5:$D$205,3*($C$8-1)+2)","v":17768},{"$f":"VLOOKUP($H175,P_All!$A$5:$D$205,3*($C$8-1)+3)","v":20382},{"$f":"VLOOKUP($H175,P_All!$A$5:$D$205,3*($C$8-1)+4)","v":23525},{"$f":"IF(ISNA(VLOOKUP($B$6,$A$25:$E$51,IF($B$8=$A$22,3,2))),EXP(VLOOKUP($B$6,$A$25:$E$51,4)*LN(VLOOKUP($H175,#REF!,$C$8+1)/1000)+VLOOKUP($B$6,$A$25:$E$51,5)),VLOOKUP($B$6,$A$25:$E$51,IF($B$8=$A$22,3,2)))","v":{"$error":"#REF!"}},150,{"$f":"VLOOKUP($H175,Other_All!$A$5:$D$205,3*($C$8-1)+2)","v":17342},{"$f":"VLOOKUP($H175,Other_All!$A$5:$D$205,3*($C$8-1)+3)","v":19632},{"$f":"VLOOKUP($H175,Other_All!$A$5:$D$205,3*($C$8-1)+4)","v":22174},{"$f":"IF(ISNA(VLOOKUP($B$6,$A$25:$E$51,IF($B$8=$A$22,3,2))),EXP(VLOOKUP($B$6,$A$25:$E$51,4)*LN(VLOOKUP($H175,#REF!,$C$8+1)/1000)+VLOOKUP($B$6,$A$25:$E$51,5)),VLOOKUP($B$6,$A$25:$E$51,IF($B$8=$A$22,3,2)))","v":{"$error":"#REF!"}},null,52.500000000000355,{"$f":"VLOOKUP($S175,P_All!$X$5:$AS$245,3*($C$8-1)+2)","v":12923},{"$f":"VLOOKUP($S175,P_All!$X$5:$AS$245,3*($C$8-1)+3)","v":13738},{"$f":"VLOOKUP($S175,P_All!$X$5:$AS$245,3*($C$8-1)+4)","v":19735},{"$f":"IF(ISNA(VLOOKUP($B$6,$A$25:$E$52,IF($B$8=$A$22,3,2))),EXP(VLOOKUP($B$6,$A$25:$E$52,4)*LN(VLOOKUP($S175,#REF!,$C$8+1)/1000)+VLOOKUP($B$6,$A$25:$E$52,5)),VLOOKUP($B$6,$A$25:$E$52,IF($B$8=$A$22,3,2)))","v":{"$error":"#REF!"}}]
[null,null,null,null,null,null,null,151,{"$f":"VLOOKUP($H176,P_All!$A$5:$D$205,3*($C$8-1)+2)","v":17690},{"$f":"VLOOKUP($H176,P_All!$A$5:$D$205,3*($C$8-1)+3)","v":20166},{"$f":"VLOOKUP($H176,P_All!$A$5:$D$205,3*($C$8-1)+4)","v":23796},{"$f":"IF(ISNA(VLOOKUP($B$6,$A$25:$E$51,IF($B$8=$A$22,3,2))),EXP(VLOOKUP($B$6,$A$25:$E$51,4)*LN(VLOOKUP($H176,#REF!,$C$8+1)/1000)+VLOOKUP($B$6,$A$25:$E$51,5)),VLOOKUP($B$6,$A$25:$E$51,IF($B$8=$A$22,3,2)))","v":{"$error":"#REF!"}},151,{"$f":"VLOOKUP($H176,Other_All!$A$5:$D$205,3*($C$8-1)+2)","v":17231},{"$f":"VLOOKUP($H176,Other_All!$A$5:$D$205,3*($C$8-1)+3)","v":19653},{"$f":"VLOOKUP($H176,Other_All!$A$5:$D$205,3*($C$8-1)+4)","v":22194},{"$f":"IF(ISNA(VLOOKUP($B$6,$A$25:$E$51,IF($B$8=$A$22,3,2))),EXP(VLOOKUP($B$6,$A$25:$E$51,4)*LN(VLOOKUP($H176,#REF!,$C$8+1)/1000)+VLOOKUP($B$6,$A$25:$E$51,5)),VLOOKUP($B$6,$A$25:$E$51,IF($B$8=$A$22,3,2)))","v":{"$error":"#REF!"}},null,52.583333333333691,{"$f":"VLOOKUP($S176,P_All!$X$5:$AS$245,3*($C$8-1)+2)","v":12878},{"$f":"VLOOKUP($S176,P_All!$X$5:$AS$245,3*($C$8-1)+3)","v":13706},{"$f":"VLOOKUP($S176,P_All!$X$5:$AS$245,3*($C$8-1)+4)","v":19645},{"$f":"IF(ISNA(VLOOKUP($B$6,$A$25:$E$52,IF($B$8=$A$22,3,2))),EXP(VLOOKUP($B$6,$A$25:$E$52,4)*LN(VLOOKUP($S176,#REF!,$C$8+1)/1000)+VLOOKUP($B$6,$A$25:$E$52,5)),VLOOKUP($B$6,$A$25:$E$52,IF($B$8=$A$22,3,2)))","v":{"$error":"#REF!"}}]
[null,null,null,null,null,null,null,152,{"$f":"VLOOKUP($H177,P_All!$A$5:$D$205,3*($C$8-1)+2)","v":17788},{"$f":"VLOOKUP($H177,P_All!$A$5:$D$205,3*($C$8-1)+3)","v":20199},{"$f":"VLOOKUP($H177,P_All!$A$5:$D$205,3*($C$8-1)+4)","v":23827},{"$f":"IF(ISNA(VLOOKUP($B$6,$A$25:$E$51,IF($B$8=$A$22,3,2))),EXP(VLOOKUP($B$6,$A$25:$E$51,4)*LN(VLOOKUP($H177,#REF!,$C$8+1)/1000)+VLOOKUP($B$6,$A$25:$E$51,5)),VLOOKUP($B$6,$A$25:$E$51,IF($B$8=$A$22,3,2)))","v":{"$error":"#REF!"}},152,{"$f":"VLOOKUP($H177,Other_All!$A$5:$D$205,3*($C$8-1)+2)","v":17215},{"$f":"VLOOKUP($H177,Other_All!$A$5:$D$205,3*($C$8-1)+3)","v":19640},{"$f":"VLOOKUP($H177,Other_All!$A$5:$D$205,3*($C$8-1)+4)","v":22296},{"$f":"IF(ISNA(VLOOKUP($B$6,$A$25:$E$51,IF($B$8=$A$22,3,2))),EXP(VLOOKUP($B$6,$A$25:$E$51,4)*LN(VLOOKUP($H177,#REF!,$C$8+1)/1000)+VLOOKUP($B$6,$A$25:$E$51,5)),VLOOKUP($B$6,$A$25:$E$51,IF($B$8=$A$22,3,2)))","v":{"$error":"#REF!"}},null,52.666666666667027,{"$f":"VLOOKUP($S177,P_All!$X$5:$AS$245,3*($C$8-1)+2)","v":12814},{"$f":"VLOOKUP($S177,P_All!$X$5:$AS$245,3*($C$8-1)+3)","v":13695},{"$f":"VLOOKUP($S177,P_All!$X$5:$AS$245,3*($C$8-1)+4)","v":19705},{"$f":"IF(ISNA(VLOOKUP($B$6,$A$25:$E$52,IF($B$8=$A$22,3,2))),EXP(VLOOKUP($B$6,$A$25:$E$52,4)*LN(VLOOKUP($S177,#REF!,$C$8+1)/1000)+VLOOKUP($B$6,$A$25:$E$52,5)),VLOOKUP($B$6,$A$25:$E$52,IF($B$8=$A$22,3,2)))","v":{"$error":"#REF!"}}]
[null,null,null,null,null,null,null,153,{"$f":"VLOOKUP($H178,P_All!$A$5:$D$205,3*($C$8-1)+2)","v":17856},{"$f":"VLOOKUP($H178,P_All!$A$5:$D$205,3*($C$8-1)+3)","v":20203},{"$f":"VLOOKUP($H178,P_All!$A$5:$D$205,3*($C$8-1)+4)","v":23850},{"$f":"IF(ISNA(VLOOKUP($B$6,$A$25:$E$51,IF($B$8=$A$22,3,2))),EXP(VLOOKUP($B$6,$A$25:$E$51,4)*LN(VLOOKUP($H178,#REF!,$C$8+1)/1000)+VLOOKUP($B$6,$A$25:$E$51,5)),VLOOKUP($B$6,$A$25:$E$51,IF($B$8=$A$22,3,2)))","v":{"$error":"#REF!"}},153,{"$f":"VLOOKUP($H178,Other_All!$A$5:$D$205,3*($C$8-1)+2)","v":17431},{"$f":"VLOOKUP($H178,Other_All!$A$5:$D$205,3*($C$8-1)+3)","v":19638},{"$f":"VLOOKUP($H178,Other_All!$A$5:$D$205,3*($C$8-1)+4)","v":22216},{"$f":"IF(ISNA(VLOOKUP($B$6,$A$25:$E$51,IF($B$8=$A$22,3,2))),EXP(VLOOKUP($B$6,$A$25:$E$51,4)*LN(VLOOKUP($H178,#REF!,$C$8+1)/1000)+VLOOKUP($B$6,$A$25:$E$51,5)),VLOOKUP($B$6,$A$25:$E$51,IF($B$8=$A$22,3,2)))","v":{"$error":"#REF!"}},null,52.750000000000362,{"$f":"VLOOKUP($S178,P_All!$X$5:$AS$245,3*($C$8-1)+2)","v":12693},{"$f":"VLOOKUP($S178,P_All!$X$5:$AS$245,3*($C$8-1)+3)","v":13594},{"$f":"VLOOKUP($S178,P_All!$X$5:$AS$245,3*($C$8-1)+4)","v":19675},{"$f":"IF(ISNA(VLOOKUP($B$6,$A$25:$E$52,IF($B$8=$A$22,3,2))),EXP(VLOOKUP($B$6,$A$25:$E$52,4)*LN(VLOOKUP($S178,#REF!,$C$8+1)/1000)+VLOOKUP($B$6,$A$25:$E$52,5)),VLOOKUP($B$6,$A$25:$E$52,IF($B$8=$A$22,3,2)))","v":{"$error":"#REF!"}}]
[null,null,null,null,null,null,null,154,{"$f":"VLOOKUP($H179,P_All!$A$5:$D$205,3*($C$8-1)+2)","v":17651},{"$f":"VLOOKUP($H179,P_All!$A$5:$D$205,3*($C$8-1)+3)","v":20229},{"$f":"VLOOKUP($H179,P_All!$A$5:$D$205,3*($C$8-1)+4)","v":23804},{"$f":"IF(ISNA(VLOOKUP($B$6,$A$25:$E$51,IF($B$8=$A$22,3,2))),EXP(VLOOKUP($B$6,$A$25:$E$51,4)*LN(VLOOKUP($H179,#REF!,$C$8+1)/1000)+VLOOKUP($B$6,$A$25:$E$51,5)),VLOOKUP($B$6,$A$25:$E$51,IF($B$8=$A$22,3,2)))","v":{"$error":"#REF!"}},154,{"$f":"VLOOKUP($H179,Other_All!$A$5:$D$205,3*($C$8-1)+2)","v":17413},{"$f":"VLOOKUP($H179,Other_All!$A$5:$D$205,3*($C$8-1)+3)","v":19636},{"$f":"VLOOKUP($H179,Other_All!$A$5:$D$205,3*($C$8-1)+4)","v":22426},{"$f":"IF(ISNA(VLOOKUP($B$6,$A$25:$E$51,IF($B$8=$A$22,3,2))),EXP(VLOOKUP($B$6,$A$25:$E$51,4)*LN(VLOOKUP($H179,#REF!,$C$8+1)/1000)+VLOOKUP($B$6,$A$25:$E$51,5)),VLOOKUP($B$6,$A$25:$E$51,IF($B$8=$A$22,3,2)))","v":{"$error":"#REF!"}},null,52.833333333333698,{"$f":"VLOOKUP($S179,P_All!$X$5:$AS$245,3*($C$8-1)+2)","v":12661},{"$f":"VLOOKUP($S179,P_All!$X$5:$AS$245,3*($C$8-1)+3)","v":13563},{"$f":"VLOOKUP($S179,P_All!$X$5:$AS$245,3*($C$8-1)+4)","v":19607},{"$f":"IF(ISNA(VLOOKUP($B$6,$A$25:$E$52,IF($B$8=$A$22,3,2))),EXP(VLOOKUP($B$6,$A$25:$E$52,4)*LN(VLOOKUP($S179,#REF!,$C$8+1)/1000)+VLOOKUP($B$6,$A$25:$E$52,5)),VLOOKUP($B$6,$A$25:$E$52,IF($B$8=$A$22,3,2)))","v":{"$error":"#REF!"}}]
[null,null,null,null,null,null,null,155,{"$f":"VLOOKUP($H180,P_All!$A$5:$D$205,3*($C$8-1)+2)","v":17653},{"$f":"VLOOKUP($H180,P_All!$A$5:$D$205,3*($C$8-1)+3)","v":20250},{"$f":"VLOOKUP($H180,P_All!$A$5:$D$205,3*($C$8-1)+4)","v":23927},{"$f":"IF(ISNA(VLOOKUP($B$6,$A$25:$E$51,IF($B$8=$A$22,3,2))),EXP(VLOOKUP($B$6,$A$25:$E$51,4)*LN(VLOOKUP($H180,#REF!,$C$8+1)/1000)+VLOOKUP($B$6,$A$25:$E$51,5)),VLOOKUP($B$6,$A$25:$E$51,IF($B$8=$A$22,3,2)))","v":{"$error":"#REF!"}},155,{"$f":"VLOOKUP($H180,Other_All!$A$5:$D$205,3*($C$8-1)+2)","v":17382},{"$f":"VLOOKUP($H180,Other_All!$A$5:$D$205,3*($C$8-1)+3)","v":19634},{"$f":"VLOOKUP($H180,Other_All!$A$5:$D$205,3*($C$8-1)+4)","v":22387},{"$f":"IF(ISNA(VLOOKUP($B$6,$A$25:$E$51,IF($B$8=$A$22,3,2))),EXP(VLOOKUP($B$6,$A$25:$E$51,4)*LN(VLOOKUP($H180,#REF!,$C$8+1)/1000)+VLOOKUP($B$6,$A$25:$E$51,5)),VLOOKUP($B$6,$A$25:$E$51,IF($B$8=$A$22,3,2)))","v":{"$error":"#REF!"}},null,52.916666666667034,{"$f":"VLOOKUP($S180,P_All!$X$5:$AS$245,3*($C$8-1)+2)","v":12648},{"$f":"VLOOKUP($S180,P_All!$X$5:$AS$245,3*($C$8-1)+3)","v":13568},{"$f":"VLOOKUP($S180,P_All!$X$5:$AS$245,3*($C$8-1)+4)","v":19641},{"$f":"IF(ISNA(VLOOKUP($B$6,$A$25:$E$52,IF($B$8=$A$22,3,2))),EXP(VLOOKUP($B$6,$A$25:$E$52,4)*LN(VLOOKUP($S180,#REF!,$C$8+1)/1000)+VLOOKUP($B$6,$A$25:$E$52,5)),VLOOKUP($B$6,$A$25:$E$52,IF($B$8=$A$22,3,2)))","v":{"$error":"#REF!"}}]
[null,null,null,null,null,null,null,156,{"$f":"VLOOKUP($H181,P_All!$A$5:$D$205,3*($C$8-1)+2)","v":17661},{"$f":"VLOOKUP($H181,P_All!$A$5:$D$205,3*($C$8-1)+3)","v":20348},{"$f":"VLOOKUP($H181,P_All!$A$5:$D$205,3*($C$8-1)+4)","v":24058},{"$f":"IF(ISNA(VLOOKUP($B$6,$A$25:$E$51,IF($B$8=$A$22,3,2))),EXP(VLOOKUP($B$6,$A$25:$E$51,4)*LN(VLOOKUP($H181,#REF!,$C$8+1)/1000)+VLOOKUP($B$6,$A$25:$E$51,5)),VLOOKUP($B$6,$A$25:$E$51,IF($B$8=$A$22,3,2)))","v":{"$error":"#REF!"}},156,{"$f":"VLOOKUP($H181,Other_All!$A$5:$D$205,3*($C$8-1)+2)","v":17352},{"$f":"VLOOKUP($H181,Other_All!$A$5:$D$205,3*($C$8-1)+3)","v":19682},{"$f":"VLOOKUP($H181,Other_All!$A$5:$D$205,3*($C$8-1)+4)","v":22429},{"$f":"IF(ISNA(VLOOKUP($B$6,$A$25:$E$51,IF($B$8=$A$22,3,2))),EXP(VLOOKUP($B$6,$A$25:$E$51,4)*LN(VLOOKUP($H181,#REF!,$C$8+1)/1000)+VLOOKUP($B$6,$A$25:$E$51,5)),VLOOKUP($B$6,$A$25:$E$51,IF($B$8=$A$22,3,2)))","v":{"$error":"#REF!"}},null,53.000000000000369,{"$f":"VLOOKUP($S181,P_All!$X$5:$AS$245,3*($C$8-1)+2)","v":12642},{"$f":"VLOOKUP($S181,P_All!$X$5:$AS$245,3*($C$8-1)+3)","v":13534},{"$f":"VLOOKUP($S181,P_All!$X$5:$AS$245,3*($C$8-1)+4)","v":19702},{"$f":"IF(ISNA(VLOOKUP($B$6,$A$25:$E$52,IF($B$8=$A$22,3,2))),EXP(VLOOKUP($B$6,$A$25:$E$52,4)*LN(VLOOKUP($S181,#REF!,$C$8+1)/1000)+VLOOKUP($B$6,$A$25:$E$52,5)),VLOOKUP($B$6,$A$25:$E$52,IF($B$8=$A$22,3,2)))","v":{"$error":"#REF!"}}]
[null,null,null,null,null,null,null,157,{"$f":"VLOOKUP($H182,P_All!$A$5:$D$205,3*($C$8-1)+2)","v":17714},{"$f":"VLOOKUP($H182,P_All!$A$5:$D$205,3*($C$8-1)+3)","v":20376},{"$f":"VLOOKUP($H182,P_All!$A$5:$D$205,3*($C$8-1)+4)","v":24193},{"$f":"IF(ISNA(VLOOKUP($B$6,$A$25:$E$51,IF($B$8=$A$22,3,2))),EXP(VLOOKUP($B$6,$A$25:$E$51,4)*LN(VLOOKUP($H182,#REF!,$C$8+1)/1000)+VLOOKUP($B$6,$A$25:$E$51,5)),VLOOKUP($B$6,$A$25:$E$51,IF($B$8=$A$22,3,2)))","v":{"$error":"#REF!"}},157,{"$f":"VLOOKUP($H182,Other_All!$A$5:$D$205,3*($C$8-1)+2)","v":17471},{"$f":"VLOOKUP($H182,Other_All!$A$5:$D$205,3*($C$8-1)+3)","v":19672},{"$f":"VLOOKUP($H182,Other_All!$A$5:$D$205,3*($C$8-1)+4)","v":22284},{"$f":"IF(ISNA(VLOOKUP($B$6,$A$25:$E$51,IF($B$8=$A$22,3,2))),EXP(VLOOKUP($B$6,$A$25:$E$51,4)*LN(VLOOKUP($H182,#REF!,$C$8+1)/1000)+VLOOKUP($B$6,$A$25:$E$51,5)),VLOOKUP($B$6,$A$25:$E$51,IF($B$8=$A$22,3,2)))","v":{"$error":"#REF!"}},null,53.083333333333705,{"$f":"VLOOKUP($S182,P_All!$X$5:$AS$245,3*($C$8-1)+2)","v":12664},{"$f":"VLOOKUP($S182,P_All!$X$5:$AS$245,3*($C$8-1)+3)","v":13535},{"$f":"VLOOKUP($S182,P_All!$X$5:$AS$245,3*($C$8-1)+4)","v":19760},{"$f":"IF(ISNA(VLOOKUP($B$6,$A$25:$E$52,IF($B$8=$A$22,3,2))),EXP(VLOOKUP($B$6,$A$25:$E$52,4)*LN(VLOOKUP($S182,#REF!,$C$8+1)/1000)+VLOOKUP($B$6,$A$25:$E$52,5)),VLOOKUP($B$6,$A$25:$E$52,IF($B$8=$A$22,3,2)))","v":{"$error":"#REF!"}}]
[null,null,null,null,null,null,null,158,{"$f":"VLOOKUP($H183,P_All!$A$5:$D$205,3*($C$8-1)+2)","v":17758},{"$f":"VLOOKUP($H183,P_All!$A$5:$D$205,3*($C$8-1)+3)","v":20235},{"$f":"VLOOKUP($H183,P_All!$A$5:$D$205,3*($C$8-1)+4)","v":24315},{"$f":"IF(ISNA(VLOOKUP($B$6,$A$25:$E$51,IF($B$8=$A$22,3,2))),EXP(VLOOKUP($B$6,$A$25:$E$51,4)*LN(VLOOKUP($H183,#REF!,$C$8+1)/1000)+VLOOKUP($B$6,$A$25:$E$51,5)),VLOOKUP($B$6,$A$25:$E$51,IF($B$8=$A$22,3,2)))","v":{"$error":"#REF!"}},158,{"$f":"VLOOKUP($H183,Other_All!$A$5:$D$205,3*($C$8-1)+2)","v":17419},{"$f":"VLOOKUP($H183,Other_All!$A$5:$D$205,3*($C$8-1)+3)","v":19665},{"$f":"VLOOKUP($H183,Other_All!$A$5:$D$205,3*($C$8-1)+4)","v":22311},{"$f":"IF(ISNA(VLOOKUP($B$6,$A$25:$E$51,IF($B$8=$A$22,3,2))),EXP(VLOOKUP($B$6,$A$25:$E$51,4)*LN(VLOOKUP($H183,#REF!,$C$8+1)/1000)+VLOOKUP($B$6,$A$25:$E$51,5)),VLOOKUP($B$6,$A$25:$E$51,IF($B$8=$A$22,3,2)))","v":{"$error":"#REF!"}},null,53.166666666667041,{"$f":"VLOOKUP($S183,P_All!$X$5:$AS$245,3*($C$8-1)+2)","v":12690},{"$f":"VLOOKUP($S183,P_All!$X$5:$AS$245,3*($C$8-1)+3)","v":13568},{"$f":"VLOOKUP($S183,P_All!$X$5:$AS$245,3*($C$8-1)+4)","v":19857},{"$f":"IF(ISNA(VLOOKUP($B$6,$A$25:$E$52,IF($B$8=$A$22,3,2))),EXP(VLOOKUP($B$6,$A$25:$E$52,4)*LN(VLOOKUP($S183,#REF!,$C$8+1)/1000)+VLOOKUP($B$6,$A$25:$E$52,5)),VLOOKUP($B$6,$A$25:$E$52,IF($B$8=$A$22,3,2)))","v":{"$error":"#REF!"}}]
[null,null,null,null,null,null,null,159,{"$f":"VLOOKUP($H184,P_All!$A$5:$D$205,3*($C$8-1)+2)","v":17839},{"$f":"VLOOKUP($H184,P_All!$A$5:$D$205,3*($C$8-1)+3)","v":20213},{"$f":"VLOOKUP($H184,P_All!$A$5:$D$205,3*($C$8-1)+4)","v":23892},{"$f":"IF(ISNA(VLOOKUP($B$6,$A$25:$E$51,IF($B$8=$A$22,3,2))),EXP(VLOOKUP($B$6,$A$25:$E$51,4)*LN(VLOOKUP($H184,#REF!,$C$8+1)/1000)+VLOOKUP($B$6,$A$25:$E$51,5)),VLOOKUP($B$6,$A$25:$E$51,IF($B$8=$A$22,3,2)))","v":{"$error":"#REF!"}},159,{"$f":"VLOOKUP($H184,Other_All!$A$5:$D$205,3*($C$8-1)+2)","v":17398},{"$f":"VLOOKUP($H184,Other_All!$A$5:$D$205,3*($C$8-1)+3)","v":19626},{"$f":"VLOOKUP($H184,Other_All!$A$5:$D$205,3*($C$8-1)+4)","v":22121},{"$f":"IF(ISNA(VLOOKUP($B$6,$A$25:$E$51,IF($B$8=$A$22,3,2))),EXP(VLOOKUP($B$6,$A$25:$E$51,4)*LN(VLOOKUP($H184,#REF!,$C$8+1)/1000)+VLOOKUP($B$6,$A$25:$E$51,5)),VLOOKUP($B$6,$A$25:$E$51,IF($B$8=$A$22,3,2)))","v":{"$error":"#REF!"}},null,53.250000000000377,{"$f":"VLOOKUP($S184,P_All!$X$5:$AS$245,3*($C$8-1)+2)","v":12753},{"$f":"VLOOKUP($S184,P_All!$X$5:$AS$245,3*($C$8-1)+3)","v":13614},{"$f":"VLOOKUP($S184,P_All!$X$5:$AS$245,3*($C$8-1)+4)","v":19982},{"$f":"IF(ISNA(VLOOKUP($B$6,$A$25:$E$52,IF($B$8=$A$22,3,2))),EXP(VLOOKUP($B$6,$A$25:$E$52,4)*LN(VLOOKUP($S184,#REF!,$C$8+1)/1000)+VLOOKUP($B$6,$A$25:$E$52,5)),VLOOKUP($B$6,$A$25:$E$52,IF($B$8=$A$22,3,2)))","v":{"$error":"#REF!"}}]
[null,null,null,null,null,null,null,160,{"$f":"VLOOKUP($H185,P_All!$A$5:$D$205,3*($C$8-1)+2)","v":17840},{"$f":"VLOOKUP($H185,P_All!$A$5:$D$205,3*($C$8-1)+3)","v":20215},{"$f":"VLOOKUP($H185,P_All!$A$5:$D$205,3*($C$8-1)+4)","v":23772},{"$f":"IF(ISNA(VLOOKUP($B$6,$A$25:$E$51,IF($B$8=$A$22,3,2))),EXP(VLOOKUP($B$6,$A$25:$E$51,4)*LN(VLOOKUP($H185,#REF!,$C$8+1)/1000)+VLOOKUP($B$6,$A$25:$E$51,5)),VLOOKUP($B$6,$A$25:$E$51,IF($B$8=$A$22,3,2)))","v":{"$error":"#REF!"}},160,{"$f":"VLOOKUP($H185,Other_All!$A$5:$D$205,3*($C$8-1)+2)","v":17564},{"$f":"VLOOKUP($H185,Other_All!$A$5:$D$205,3*($C$8-1)+3)","v":19665},{"$f":"VLOOKUP($H185,Other_All!$A$5:$D$205,3*($C$8-1)+4)","v":22333},{"$f":"IF(ISNA(VLOOKUP($B$6,$A$25:$E$51,IF($B$8=$A$22,3,2))),EXP(VLOOKUP($B$6,$A$25:$E$51,4)*LN(VLOOKUP($H185,#REF!,$C$8+1)/1000)+VLOOKUP($B$6,$A$25:$E$51,5)),VLOOKUP($B$6,$A$25:$E$51,IF($B$8=$A$22,3,2)))","v":{"$error":"#REF!"}},null,53.333333333333712,{"$f":"VLOOKUP($S185,P_All!$X$5:$AS$245,3*($C$8-1)+2)","v":12800},{"$f":"VLOOKUP($S185,P_All!$X$5:$AS$245,3*($C$8-1)+3)","v":13684},{"$f":"VLOOKUP($S185,P_All!$X$5:$AS$245,3*($C$8-1)+4)","v":20368},{"$f":"IF(ISNA(VLOOKUP($B$6,$A$25:$E$52,IF($B$8=$A$22,3,2))),EXP(VLOOKUP($B$6,$A$25:$E$52,4)*LN(VLOOKUP($S185,#REF!,$C$8+1)/1000)+VLOOKUP($B$6,$A$25:$E$52,5)),VLOOKUP($B$6,$A$25:$E$52,IF($B$8=$A$22,3,2)))","v":{"$error":"#REF!"}}]
[null,null,null,null,null,null,null,161,{"$f":"VLOOKUP($H186,P_All!$A$5:$D$205,3*($C$8-1)+2)","v":17727},{"$f":"VLOOKUP($H186,P_All!$A$5:$D$205,3*($C$8-1)+3)","v":20267},{"$f":"VLOOKUP($H186,P_All!$A$5:$D$205,3*($C$8-1)+4)","v":23666},{"$f":"IF(ISNA(VLOOKUP($B$6,$A$25:$E$51,IF($B$8=$A$22,3,2))),EXP(VLOOKUP($B$6,$A$25:$E$51,4)*LN(VLOOKUP($H186,#REF!,$C$8+1)/1000)+VLOOKUP($B$6,$A$25:$E$51,5)),VLOOKUP($B$6,$A$25:$E$51,IF($B$8=$A$22,3,2)))","v":{"$error":"#REF!"}},161,{"$f":"VLOOKUP($H186,Other_All!$A$5:$D$205,3*($C$8-1)+2)","v":17360},{"$f":"VLOOKUP($H186,Other_All!$A$5:$D$205,3*($C$8-1)+3)","v":19566},{"$f":"VLOOKUP($H186,Other_All!$A$5:$D$205,3*($C$8-1)+4)","v":22308},{"$f":"IF(ISNA(VLOOKUP($B$6,$A$25:$E$51,IF($B$8=$A$22,3,2))),EXP(VLOOKUP($B$6,$A$25:$E$51,4)*LN(VLOOKUP($H186,#REF!,$C$8+1)/1000)+VLOOKUP($B$6,$A$25:$E$51,5)),VLOOKUP($B$6,$A$25:$E$51,IF($B$8=$A$22,3,2)))","v":{"$error":"#REF!"}},null,53.416666666667048,{"$f":"VLOOKUP($S186,P_All!$X$5:$AS$245,3*($C$8-1)+2)","v":12762},{"$f":"VLOOKUP($S186,P_All!$X$5:$AS$245,3*($C$8-1)+3)","v":13653},{"$f":"VLOOKUP($S186,P_All!$X$5:$AS$245,3*($C$8-1)+4)","v":20284},{"$f":"IF(ISNA(VLOOKUP($B$6,$A$25:$E$52,IF($B$8=$A$22,3,2))),EXP(VLOOKUP($B$6,$A$25:$E$52,4)*LN(VLOOKUP($S186,#REF!,$C$8+1)/1000)+VLOOKUP($B$6,$A$25:$E$52,5)),VLOOKUP($B$6,$A$25:$E$52,IF($B$8=$A$22,3,2)))","v":{"$error":"#REF!"}}]
[null,null,null,null,null,null,null,162,{"$f":"VLOOKUP($H187,P_All!$A$5:$D$205,3*($C$8-1)+2)","v":17678},{"$f":"VLOOKUP($H187,P_All!$A$5:$D$205,3*($C$8-1)+3)","v":20201},{"$f":"VLOOKUP($H187,P_All!$A$5:$D$205,3*($C$8-1)+4)","v":23652},{"$f":"IF(ISNA(VLOOKUP($B$6,$A$25:$E$51,IF($B$8=$A$22,3,2))),EXP(VLOOKUP($B$6,$A$25:$E$51,4)*LN(VLOOKUP($H187,#REF!,$C$8+1)/1000)+VLOOKUP($B$6,$A$25:$E$51,5)),VLOOKUP($B$6,$A$25:$E$51,IF($B$8=$A$22,3,2)))","v":{"$error":"#REF!"}},162,{"$f":"VLOOKUP($H187,Other_All!$A$5:$D$205,3*($C$8-1)+2)","v":17357},{"$f":"VLOOKUP($H187,Other_All!$A$5:$D$205,3*($C$8-1)+3)","v":19609},{"$f":"VLOOKUP($H187,Other_All!$A$5:$D$205,3*($C$8-1)+4)","v":22261},{"$f":"IF(ISNA(VLOOKUP($B$6,$A$25:$E$51,IF($B$8=$A$22,3,2))),EXP(VLOOKUP($B$6,$A$25:$E$51,4)*LN(VLOOKUP($H187,#REF!,$C$8+1)/1000)+VLOOKUP($B$6,$A$25:$E$51,5)),VLOOKUP($B$6,$A$25:$E$51,IF($B$8=$A$22,3,2)))","v":{"$error":"#REF!"}},null,53.500000000000384,{"$f":"VLOOKUP($S187,P_All!$X$5:$AS$245,3*($C$8-1)+2)","v":12711},{"$f":"VLOOKUP($S187,P_All!$X$5:$AS$245,3*($C$8-1)+3)","v":13573},{"$f":"VLOOKUP($S187,P_All!$X$5:$AS$245,3*($C$8-1)+4)","v":20214},{"$f":"IF(ISNA(VLOOKUP($B$6,$A$25:$E$52,IF($B$8=$A$22,3,2))),EXP(VLOOKUP($B$6,$A$25:$E$52,4)*LN(VLOOKUP($S187,#REF!,$C$8+1)/1000)+VLOOKUP($B$6,$A$25:$E$52,5)),VLOOKUP($B$6,$A$25:$E$52,IF($B$8=$A$22,3,2)))","v":{"$error":"#REF!"}}]
[null,null,null,null,null,null,null,163,{"$f":"VLOOKUP($H188,P_All!$A$5:$D$205,3*($C$8-1)+2)","v":17884},{"$f":"VLOOKUP($H188,P_All!$A$5:$D$205,3*($C$8-1)+3)","v":20267},{"$f":"VLOOKUP($H188,P_All!$A$5:$D$205,3*($C$8-1)+4)","v":23566},{"$f":"IF(ISNA(VLOOKUP($B$6,$A$25:$E$51,IF($B$8=$A$22,3,2))),EXP(VLOOKUP($B$6,$A$25:$E$51,4)*LN(VLOOKUP($H188,#REF!,$C$8+1)/1000)+VLOOKUP($B$6,$A$25:$E$51,5)),VLOOKUP($B$6,$A$25:$E$51,IF($B$8=$A$22,3,2)))","v":{"$error":"#REF!"}},163,{"$f":"VLOOKUP($H188,Other_All!$A$5:$D$205,3*($C$8-1)+2)","v":17272},{"$f":"VLOOKUP($H188,Other_All!$A$5:$D$205,3*($C$8-1)+3)","v":19524},{"$f":"VLOOKUP($H188,Other_All!$A$5:$D$205,3*($C$8-1)+4)","v":22184},{"$f":"IF(ISNA(VLOOKUP($B$6,$A$25:$E$51,IF($B$8=$A$22,3,2))),EXP(VLOOKUP($B$6,$A$25:$E$51,4)*LN(VLOOKUP($H188,#REF!,$C$8+1)/1000)+VLOOKUP($B$6,$A$25:$E$51,5)),VLOOKUP($B$6,$A$25:$E$51,IF($B$8=$A$22,3,2)))","v":{"$error":"#REF!"}},null,53.583333333333719,{"$f":"VLOOKUP($S188,P_All!$X$5:$AS$245,3*($C$8-1)+2)","v":12688},{"$f":"VLOOKUP($S188,P_All!$X$5:$AS$245,3*($C$8-1)+3)","v":13593},{"$f":"VLOOKUP($S188,P_All!$X$5:$AS$245,3*($C$8-1)+4)","v":20340},{"$f":"IF(ISNA(VLOOKUP($B$6,$A$25:$E$52,IF($B$8=$A$22,3,2))),EXP(VLOOKUP($B$6,$A$25:$E$52,4)*LN(VLOOKUP($S188,#REF!,$C$8+1)/1000)+VLOOKUP($B$6,$A$25:$E$52,5)),VLOOKUP($B$6,$A$25:$E$52,IF($B$8=$A$22,3,2)))","v":{"$error":"#REF!"}}]
[null,null,null,null,null,null,null,164,{"$f":"VLOOKUP($H189,P_All!$A$5:$D$205,3*($C$8-1)+2)","v":17974},{"$f":"VLOOKUP($H189,P_All!$A$5:$D$205,3*($C$8-1)+3)","v":20213},{"$f":"VLOOKUP($H189,P_All!$A$5:$D$205,3*($C$8-1)+4)","v":23742},{"$f":"IF(ISNA(VLOOKUP($B$6,$A$25:$E$51,IF($B$8=$A$22,3,2))),EXP(VLOOKUP($B$6,$A$25:$E$51,4)*LN(VLOOKUP($H189,#REF!,$C$8+1)/1000)+VLOOKUP($B$6,$A$25:$E$51,5)),VLOOKUP($B$6,$A$25:$E$51,IF($B$8=$A$22,3,2)))","v":{"$error":"#REF!"}},164,{"$f":"VLOOKUP($H189,Other_All!$A$5:$D$205,3*($C$8-1)+2)","v":17463},{"$f":"VLOOKUP($H189,Other_All!$A$5:$D$205,3*($C$8-1)+3)","v":19459},{"$f":"VLOOKUP($H189,Other_All!$A$5:$D$205,3*($C$8-1)+4)","v":22255},{"$f":"IF(ISNA(VLOOKUP($B$6,$A$25:$E$51,IF($B$8=$A$22,3,2))),EXP(VLOOKUP($B$6,$A$25:$E$51,4)*LN(VLOOKUP($H189,#REF!,$C$8+1)/1000)+VLOOKUP($B$6,$A$25:$E$51,5)),VLOOKUP($B$6,$A$25:$E$51,IF($B$8=$A$22,3,2)))","v":{"$error":"#REF!"}},null,53.666666666667055,{"$f":"VLOOKUP($S189,P_All!$X$5:$AS$245,3*($C$8-1)+2)","v":12644},{"$f":"VLOOKUP($S189,P_All!$X$5:$AS$245,3*($C$8-1)+3)","v":13593},{"$f":"VLOOKUP($S189,P_All!$X$5:$AS$245,3*($C$8-1)+4)","v":20479},{"$f":"IF(ISNA(VLOOKUP($B$6,$A$25:$E$52,IF($B$8=$A$22,3,2))),EXP(VLOOKUP($B$6,$A$25:$E$52,4)*LN(VLOOKUP($S189,#REF!,$C$8+1)/1000)+VLOOKUP($B$6,$A$25:$E$52,5)),VLOOKUP($B$6,$A$25:$E$52,IF($B$8=$A$22,3,2)))","v":{"$error":"#REF!"}}]
[null,null,null,null,null,null,null,165,{"$f":"VLOOKUP($H190,P_All!$A$5:$D$205,3*($C$8-1)+2)","v":17979},{"$f":"VLOOKUP($H190,P_All!$A$5:$D$205,3*($C$8-1)+3)","v":20193},{"$f":"VLOOKUP($H190,P_All!$A$5:$D$205,3*($C$8-1)+4)","v":23820},{"$f":"IF(ISNA(VLOOKUP($B$6,$A$25:$E$51,IF($B$8=$A$22,3,2))),EXP(VLOOKUP($B$6,$A$25:$E$51,4)*LN(VLOOKUP($H190,#REF!,$C$8+1)/1000)+VLOOKUP($B$6,$A$25:$E$51,5)),VLOOKUP($B$6,$A$25:$E$51,IF($B$8=$A$22,3,2)))","v":{"$error":"#REF!"}},165,{"$f":"VLOOKUP($H190,Other_All!$A$5:$D$205,3*($C$8-1)+2)","v":17544},{"$f":"VLOOKUP($H190,Other_All!$A$5:$D$205,3*($C$8-1)+3)","v":19545},{"$f":"VLOOKUP($H190,Other_All!$A$5:$D$205,3*($C$8-1)+4)","v":22396},{"$f":"IF(ISNA(VLOOKUP($B$6,$A$25:$E$51,IF($B$8=$A$22,3,2))),EXP(VLOOKUP($B$6,$A$25:$E$51,4)*LN(VLOOKUP($H190,#REF!,$C$8+1)/1000)+VLOOKUP($B$6,$A$25:$E$51,5)),VLOOKUP($B$6,$A$25:$E$51,IF($B$8=$A$22,3,2)))","v":{"$error":"#REF!"}},null,53.750000000000391,{"$f":"VLOOKUP($S190,P_All!$X$5:$AS$245,3*($C$8-1)+2)","v":12535},{"$f":"VLOOKUP($S190,P_All!$X$5:$AS$245,3*($C$8-1)+3)","v":13572},{"$f":"VLOOKUP($S190,P_All!$X$5:$AS$245,3*($C$8-1)+4)","v":20241},{"$f":"IF(ISNA(VLOOKUP($B$6,$A$25:$E$52,IF($B$8=$A$22,3,2))),EXP(VLOOKUP($B$6,$A$25:$E$52,4)*LN(VLOOKUP($S190,#REF!,$C$8+1)/1000)+VLOOKUP($B$6,$A$25:$E$52,5)),VLOOKUP($B$6,$A$25:$E$52,IF($B$8=$A$22,3,2)))","v":{"$error":"#REF!"}}]
[null,null,null,null,null,null,null,166,{"$f":"VLOOKUP($H191,P_All!$A$5:$D$205,3*($C$8-1)+2)","v":17799},{"$f":"VLOOKUP($H191,P_All!$A$5:$D$205,3*($C$8-1)+3)","v":20339},{"$f":"VLOOKUP($H191,P_All!$A$5:$D$205,3*($C$8-1)+4)","v":23761},{"$f":"IF(ISNA(VLOOKUP($B$6,$A$25:$E$51,IF($B$8=$A$22,3,2))),EXP(VLOOKUP($B$6,$A$25:$E$51,4)*LN(VLOOKUP($H191,#REF!,$C$8+1)/1000)+VLOOKUP($B$6,$A$25:$E$51,5)),VLOOKUP($B$6,$A$25:$E$51,IF($B$8=$A$22,3,2)))","v":{"$error":"#REF!"}},166,{"$f":"VLOOKUP($H191,Other_All!$A$5:$D$205,3*($C$8-1)+2)","v":17520},{"$f":"VLOOKUP($H191,Other_All!$A$5:$D$205,3*($C$8-1)+3)","v":19547},{"$f":"VLOOKUP($H191,Other_All!$A$5:$D$205,3*($C$8-1)+4)","v":22387},{"$f":"IF(ISNA(VLOOKUP($B$6,$A$25:$E$51,IF($B$8=$A$22,3,2))),EXP(VLOOKUP($B$6,$A$25:$E$51,4)*LN(VLOOKUP($H191,#REF!,$C$8+1)/1000)+VLOOKUP($B$6,$A$25:$E$51,5)),VLOOKUP($B$6,$A$25:$E$51,IF($B$8=$A$22,3,2)))","v":{"$error":"#REF!"}},null,53.833333333333727,{"$f":"VLOOKUP($S191,P_All!$X$5:$AS$245,3*($C$8-1)+2)","v":12476},{"$f":"VLOOKUP($S191,P_All!$X$5:$AS$245,3*($C$8-1)+3)","v":13527},{"$f":"VLOOKUP($S191,P_All!$X$5:$AS$245,3*($C$8-1)+4)","v":20238},{"$f":"IF(ISNA(VLOOKUP($B$6,$A$25:$E$52,IF($B$8=$A$22,3,2))),EXP(VLOOKUP($B$6,$A$25:$E$52,4)*LN(VLOOKUP($S191,#REF!,$C$8+1)/1000)+VLOOKUP($B$6,$A$25:$E$52,5)),VLOOKUP($B$6,$A$25:$E$52,IF($B$8=$A$22,3,2)))","v":{"$error":"#REF!"}}]
[null,null,null,null,null,null,null,167,{"$f":"VLOOKUP($H192,P_All!$A$5:$D$205,3*($C$8-1)+2)","v":17755},{"$f":"VLOOKUP($H192,P_All!$A$5:$D$205,3*($C$8-1)+3)","v":20352},{"$f":"VLOOKUP($H192,P_All!$A$5:$D$205,3*($C$8-1)+4)","v":23567},{"$f":"IF(ISNA(VLOOKUP($B$6,$A$25:$E$51,IF($B$8=$A$22,3,2))),EXP(VLOOKUP($B$6,$A$25:$E$51,4)*LN(VLOOKUP($H192,#REF!,$C$8+1)/1000)+VLOOKUP($B$6,$A$25:$E$51,5)),VLOOKUP($B$6,$A$25:$E$51,IF($B$8=$A$22,3,2)))","v":{"$error":"#REF!"}},167,{"$f":"VLOOKUP($H192,Other_All!$A$5:$D$205,3*($C$8-1)+2)","v":17408},{"$f":"VLOOKUP($H192,Other_All!$A$5:$D$205,3*($C$8-1)+3)","v":19594},{"$f":"VLOOKUP($H192,Other_All!$A$5:$D$205,3*($C$8-1)+4)","v":22248},{"$f":"IF(ISNA(VLOOKUP($B$6,$A$25:$E$51,IF($B$8=$A$22,3,2))),EXP(VLOOKUP($B$6,$A$25:$E$51,4)*LN(VLOOKUP($H192,#REF!,$C$8+1)/1000)+VLOOKUP($B$6,$A$25:$E$51,5)),VLOOKUP($B$6,$A$25:$E$51,IF($B$8=$A$22,3,2)))","v":{"$error":"#REF!"}},null,53.916666666667062,{"$f":"VLOOKUP($S192,P_All!$X$5:$AS$245,3*($C$8-1)+2)","v":12460},{"$f":"VLOOKUP($S192,P_All!$X$5:$AS$245,3*($C$8-1)+3)","v":13531},{"$f":"VLOOKUP($S192,P_All!$X$5:$AS$245,3*($C$8-1)+4)","v":20351},{"$f":"IF(ISNA(VLOOKUP($B$6,$A$25:$E$52,IF($B$8=$A$22,3,2))),EXP(VLOOKUP($B$6,$A$25:$E$52,4)*LN(VLOOKUP($S192,#REF!,$C$8+1)/1000)+VLOOKUP($B$6,$A$25:$E$52,5)),VLOOKUP($B$6,$A$25:$E$52,IF($B$8=$A$22,3,2)))","v":{"$error":"#REF!"}}]
[null,null,null,null,null,null,null,168,{"$f":"VLOOKUP($H193,P_All!$A$5:$D$205,3*($C$8-1)+2)","v":17679},{"$f":"VLOOKUP($H193,P_All!$A$5:$D$205,3*($C$8-1)+3)","v":20406},{"$f":"VLOOKUP($H193,P_All!$A$5:$D$205,3*($C$8-1)+4)","v":23578},{"$f":"IF(ISNA(VLOOKUP($B$6,$A$25:$E$51,IF($B$8=$A$22,3,2))),EXP(VLOOKUP($B$6,$A$25:$E$51,4)*LN(VLOOKUP($H193,#REF!,$C$8+1)/1000)+VLOOKUP($B$6,$A$25:$E$51,5)),VLOOKUP($B$6,$A$25:$E$51,IF($B$8=$A$22,3,2)))","v":{"$error":"#REF!"}},168,{"$f":"VLOOKUP($H193,Other_All!$A$5:$D$205,3*($C$8-1)+2)","v":17329},{"$f":"VLOOKUP($H193,Other_All!$A$5:$D$205,3*($C$8-1)+3)","v":19606},{"$f":"VLOOKUP($H193,Other_All!$A$5:$D$205,3*($C$8-1)+4)","v":22212},{"$f":"IF(ISNA(VLOOKUP($B$6,$A$25:$E$51,IF($B$8=$A$22,3,2))),EXP(VLOOKUP($B$6,$A$25:$E$51,4)*LN(VLOOKUP($H193,#REF!,$C$8+1)/1000)+VLOOKUP($B$6,$A$25:$E$51,5)),VLOOKUP($B$6,$A$25:$E$51,IF($B$8=$A$22,3,2)))","v":{"$error":"#REF!"}},null,54.000000000000398,{"$f":"VLOOKUP($S193,P_All!$X$5:$AS$245,3*($C$8-1)+2)","v":12430},{"$f":"VLOOKUP($S193,P_All!$X$5:$AS$245,3*($C$8-1)+3)","v":13531},{"$f":"VLOOKUP($S193,P_All!$X$5:$AS$245,3*($C$8-1)+4)","v":20432},{"$f":"IF(ISNA(VLOOKUP($B$6,$A$25:$E$52,IF($B$8=$A$22,3,2))),EXP(VLOOKUP($B$6,$A$25:$E$52,4)*LN(VLOOKUP($S193,#REF!,$C$8+1)/1000)+VLOOKUP($B$6,$A$25:$E$52,5)),VLOOKUP($B$6,$A$25:$E$52,IF($B$8=$A$22,3,2)))","v":{"$error":"#REF!"}}]
[null,null,null,null,null,null,null,169,{"$f":"VLOOKUP($H194,P_All!$A$5:$D$205,3*($C$8-1)+2)","v":17666},{"$f":"VLOOKUP($H194,P_All!$A$5:$D$205,3*($C$8-1)+3)","v":20328},{"$f":"VLOOKUP($H194,P_All!$A$5:$D$205,3*($C$8-1)+4)","v":23923},{"$f":"IF(ISNA(VLOOKUP($B$6,$A$25:$E$51,IF($B$8=$A$22,3,2))),EXP(VLOOKUP($B$6,$A$25:$E$51,4)*LN(VLOOKUP($H194,#REF!,$C$8+1)/1000)+VLOOKUP($B$6,$A$25:$E$51,5)),VLOOKUP($B$6,$A$25:$E$51,IF($B$8=$A$22,3,2)))","v":{"$error":"#REF!"}},169,{"$f":"VLOOKUP($H194,Other_All!$A$5:$D$205,3*($C$8-1)+2)","v":17461},{"$f":"VLOOKUP($H194,Other_All!$A$5:$D$205,3*($C$8-1)+3)","v":19602},{"$f":"VLOOKUP($H194,Other_All!$A$5:$D$205,3*($C$8-1)+4)","v":22127},{"$f":"IF(ISNA(VLOOKUP($B$6,$A$25:$E$51,IF($B$8=$A$22,3,2))),EXP(VLOOKUP($B$6,$A$25:$E$51,4)*LN(VLOOKUP($H194,#REF!,$C$8+1)/1000)+VLOOKUP($B$6,$A$25:$E$51,5)),VLOOKUP($B$6,$A$25:$E$51,IF($B$8=$A$22,3,2)))","v":{"$error":"#REF!"}},null,54.083333333333734,{"$f":"VLOOKUP($S194,P_All!$X$5:$AS$245,3*($C$8-1)+2)","v":12435},{"$f":"VLOOKUP($S194,P_All!$X$5:$AS$245,3*($C$8-1)+3)","v":13532},{"$f":"VLOOKUP($S194,P_All!$X$5:$AS$245,3*($C$8-1)+4)","v":20498},{"$f":"IF(ISNA(VLOOKUP($B$6,$A$25:$E$52,IF($B$8=$A$22,3,2))),EXP(VLOOKUP($B$6,$A$25:$E$52,4)*LN(VLOOKUP($S194,#REF!,$C$8+1)/1000)+VLOOKUP($B$6,$A$25:$E$52,5)),VLOOKUP($B$6,$A$25:$E$52,IF($B$8=$A$22,3,2)))","v":{"$error":"#REF!"}}]
[null,null,null,null,null,null,null,170,{"$f":"VLOOKUP($H195,P_All!$A$5:$D$205,3*($C$8-1)+2)","v":17638},{"$f":"VLOOKUP($H195,P_All!$A$5:$D$205,3*($C$8-1)+3)","v":20261},{"$f":"VLOOKUP($H195,P_All!$A$5:$D$205,3*($C$8-1)+4)","v":23820},{"$f":"IF(ISNA(VLOOKUP($B$6,$A$25:$E$51,IF($B$8=$A$22,3,2))),EXP(VLOOKUP($B$6,$A$25:$E$51,4)*LN(VLOOKUP($H195,#REF!,$C$8+1)/1000)+VLOOKUP($B$6,$A$25:$E$51,5)),VLOOKUP($B$6,$A$25:$E$51,IF($B$8=$A$22,3,2)))","v":{"$error":"#REF!"}},170,{"$f":"VLOOKUP($H195,Other_All!$A$5:$D$205,3*($C$8-1)+2)","v":17258},{"$f":"VLOOKUP($H195,Other_All!$A$5:$D$205,3*($C$8-1)+3)","v":19518},{"$f":"VLOOKUP($H195,Other_All!$A$5:$D$205,3*($C$8-1)+4)","v":22211},{"$f":"IF(ISNA(VLOOKUP($B$6,$A$25:$E$51,IF($B$8=$A$22,3,2))),EXP(VLOOKUP($B$6,$A$25:$E$51,4)*LN(VLOOKUP($H195,#REF!,$C$8+1)/1000)+VLOOKUP($B$6,$A$25:$E$51,5)),VLOOKUP($B$6,$A$25:$E$51,IF($B$8=$A$22,3,2)))","v":{"$error":"#REF!"}},null,54.166666666667069,{"$f":"VLOOKUP($S195,P_All!$X$5:$AS$245,3*($C$8-1)+2)","v":12465},{"$f":"VLOOKUP($S195,P_All!$X$5:$AS$245,3*($C$8-1)+3)","v":13540},{"$f":"VLOOKUP($S195,P_All!$X$5:$AS$245,3*($C$8-1)+4)","v":20583},{"$f":"IF(ISNA(VLOOKUP($B$6,$A$25:$E$52,IF($B$8=$A$22,3,2))),EXP(VLOOKUP($B$6,$A$25:$E$52,4)*LN(VLOOKUP($S195,#REF!,$C$8+1)/1000)+VLOOKUP($B$6,$A$25:$E$52,5)),VLOOKUP($B$6,$A$25:$E$52,IF($B$8=$A$22,3,2)))","v":{"$error":"#REF!"}}]
[null,null,null,null,null,null,null,171,{"$f":"VLOOKUP($H196,P_All!$A$5:$D$205,3*($C$8-1)+2)","v":17627},{"$f":"VLOOKUP($H196,P_All!$A$5:$D$205,3*($C$8-1)+3)","v":20231},{"$f":"VLOOKUP($H196,P_All!$A$5:$D$205,3*($C$8-1)+4)","v":23692},{"$f":"IF(ISNA(VLOOKUP($B$6,$A$25:$E$51,IF($B$8=$A$22,3,2))),EXP(VLOOKUP($B$6,$A$25:$E$51,4)*LN(VLOOKUP($H196,#REF!,$C$8+1)/1000)+VLOOKUP($B$6,$A$25:$E$51,5)),VLOOKUP($B$6,$A$25:$E$51,IF($B$8=$A$22,3,2)))","v":{"$error":"#REF!"}},171,{"$f":"VLOOKUP($H196,Other_All!$A$5:$D$205,3*($C$8-1)+2)","v":17227},{"$f":"VLOOKUP($H196,Other_All!$A$5:$D$205,3*($C$8-1)+3)","v":19579},{"$f":"VLOOKUP($H196,Other_All!$A$5:$D$205,3*($C$8-1)+4)","v":22255},{"$f":"IF(ISNA(VLOOKUP($B$6,$A$25:$E$51,IF($B$8=$A$22,3,2))),EXP(VLOOKUP($B$6,$A$25:$E$51,4)*LN(VLOOKUP($H196,#REF!,$C$8+1)/1000)+VLOOKUP($B$6,$A$25:$E$51,5)),VLOOKUP($B$6,$A$25:$E$51,IF($B$8=$A$22,3,2)))","v":{"$error":"#REF!"}},null,54.250000000000405,{"$f":"VLOOKUP($S196,P_All!$X$5:$AS$245,3*($C$8-1)+2)","v":12521},{"$f":"VLOOKUP($S196,P_All!$X$5:$AS$245,3*($C$8-1)+3)","v":13572},{"$f":"VLOOKUP($S196,P_All!$X$5:$AS$245,3*($C$8-1)+4)","v":20690},{"$f":"IF(ISNA(VLOOKUP($B$6,$A$25:$E$52,IF($B$8=$A$22,3,2))),EXP(VLOOKUP($B$6,$A$25:$E$52,4)*LN(VLOOKUP($S196,#REF!,$C$8+1)/1000)+VLOOKUP($B$6,$A$25:$E$52,5)),VLOOKUP($B$6,$A$25:$E$52,IF($B$8=$A$22,3,2)))","v":{"$error":"#REF!"}}]
[null,null,null,null,null,null,null,172,{"$f":"VLOOKUP($H197,P_All!$A$5:$D$205,3*($C$8-1)+2)","v":17681},{"$f":"VLOOKUP($H197,P_All!$A$5:$D$205,3*($C$8-1)+3)","v":20256},{"$f":"VLOOKUP($H197,P_All!$A$5:$D$205,3*($C$8-1)+4)","v":23791},{"$f":"IF(ISNA(VLOOKUP($B$6,$A$25:$E$51,IF($B$8=$A$22,3,2))),EXP(VLOOKUP($B$6,$A$25:$E$51,4)*LN(VLOOKUP($H197,#REF!,$C$8+1)/1000)+VLOOKUP($B$6,$A$25:$E$51,5)),VLOOKUP($B$6,$A$25:$E$51,IF($B$8=$A$22,3,2)))","v":{"$error":"#REF!"}},172,{"$f":"VLOOKUP($H197,Other_All!$A$5:$D$205,3*($C$8-1)+2)","v":17348},{"$f":"VLOOKUP($H197,Other_All!$A$5:$D$205,3*($C$8-1)+3)","v":19618},{"$f":"VLOOKUP($H197,Other_All!$A$5:$D$205,3*($C$8-1)+4)","v":22395},{"$f":"IF(ISNA(VLOOKUP($B$6,$A$25:$E$51,IF($B$8=$A$22,3,2))),EXP(VLOOKUP($B$6,$A$25:$E$51,4)*LN(VLOOKUP($H197,#REF!,$C$8+1)/1000)+VLOOKUP($B$6,$A$25:$E$51,5)),VLOOKUP($B$6,$A$25:$E$51,IF($B$8=$A$22,3,2)))","v":{"$error":"#REF!"}},null,54.333333333333741,{"$f":"VLOOKUP($S197,P_All!$X$5:$AS$245,3*($C$8-1)+2)","v":12596},{"$f":"VLOOKUP($S197,P_All!$X$5:$AS$245,3*($C$8-1)+3)","v":13662},{"$f":"VLOOKUP($S197,P_All!$X$5:$AS$245,3*($C$8-1)+4)","v":20903},{"$f":"IF(ISNA(VLOOKUP($B$6,$A$25:$E$52,IF($B$8=$A$22,3,2))),EXP(VLOOKUP($B$6,$A$25:$E$52,4)*LN(VLOOKUP($S197,#REF!,$C$8+1)/1000)+VLOOKUP($B$6,$A$25:$E$52,5)),VLOOKUP($B$6,$A$25:$E$52,IF($B$8=$A$22,3,2)))","v":{"$error":"#REF!"}}]
[null,null,null,null,null,null,null,173,{"$f":"VLOOKUP($H198,P_All!$A$5:$D$205,3*($C$8-1)+2)","v":17568},{"$f":"VLOOKUP($H198,P_All!$A$5:$D$205,3*($C$8-1)+3)","v":20198},{"$f":"VLOOKUP($H198,P_All!$A$5:$D$205,3*($C$8-1)+4)","v":23750},{"$f":"IF(ISNA(VLOOKUP($B$6,$A$25:$E$51,IF($B$8=$A$22,3,2))),EXP(VLOOKUP($B$6,$A$25:$E$51,4)*LN(VLOOKUP($H198,#REF!,$C$8+1)/1000)+VLOOKUP($B$6,$A$25:$E$51,5)),VLOOKUP($B$6,$A$25:$E$51,IF($B$8=$A$22,3,2)))","v":{"$error":"#REF!"}},173,{"$f":"VLOOKUP($H198,Other_All!$A$5:$D$205,3*($C$8-1)+2)","v":17264},{"$f":"VLOOKUP($H198,Other_All!$A$5:$D$205,3*($C$8-1)+3)","v":19463},{"$f":"VLOOKUP($H198,Other_All!$A$5:$D$205,3*($C$8-1)+4)","v":22203},{"$f":"IF(ISNA(VLOOKUP($B$6,$A$25:$E$51,IF($B$8=$A$22,3,2))),EXP(VLOOKUP($B$6,$A$25:$E$51,4)*LN(VLOOKUP($H198,#REF!,$C$8+1)/1000)+VLOOKUP($B$6,$A$25:$E$51,5)),VLOOKUP($B$6,$A$25:$E$51,IF($B$8=$A$22,3,2)))","v":{"$error":"#REF!"}},null,54.416666666667076,{"$f":"VLOOKUP($S198,P_All!$X$5:$AS$245,3*($C$8-1)+2)","v":12601},{"$f":"VLOOKUP($S198,P_All!$X$5:$AS$245,3*($C$8-1)+3)","v":13645},{"$f":"VLOOKUP($S198,P_All!$X$5:$AS$245,3*($C$8-1)+4)","v":21052},{"$f":"IF(ISNA(VLOOKUP($B$6,$A$25:$E$52,IF($B$8=$A$22,3,2))),EXP(VLOOKUP($B$6,$A$25:$E$52,4)*LN(VLOOKUP($S198,#REF!,$C$8+1)/1000)+VLOOKUP($B$6,$A$25:$E$52,5)),VLOOKUP($B$6,$A$25:$E$52,IF($B$8=$A$22,3,2)))","v":{"$error":"#REF!"}}]
[null,null,null,null,null,null,null,174,{"$f":"VLOOKUP($H199,P_All!$A$5:$D$205,3*($C$8-1)+2)","v":17651},{"$f":"VLOOKUP($H199,P_All!$A$5:$D$205,3*($C$8-1)+3)","v":20167},{"$f":"VLOOKUP($H199,P_All!$A$5:$D$205,3*($C$8-1)+4)","v":23923},{"$f":"IF(ISNA(VLOOKUP($B$6,$A$25:$E$51,IF($B$8=$A$22,3,2))),EXP(VLOOKUP($B$6,$A$25:$E$51,4)*LN(VLOOKUP($H199,#REF!,$C$8+1)/1000)+VLOOKUP($B$6,$A$25:$E$51,5)),VLOOKUP($B$6,$A$25:$E$51,IF($B$8=$A$22,3,2)))","v":{"$error":"#REF!"}},174,{"$f":"VLOOKUP($H199,Other_All!$A$5:$D$205,3*($C$8-1)+2)","v":17245},{"$f":"VLOOKUP($H199,Other_All!$A$5:$D$205,3*($C$8-1)+3)","v":19556},{"$f":"VLOOKUP($H199,Other_All!$A$5:$D$205,3*($C$8-1)+4)","v":22317},{"$f":"IF(ISNA(VLOOKUP($B$6,$A$25:$E$51,IF($B$8=$A$22,3,2))),EXP(VLOOKUP($B$6,$A$25:$E$51,4)*LN(VLOOKUP($H199,#REF!,$C$8+1)/1000)+VLOOKUP($B$6,$A$25:$E$51,5)),VLOOKUP($B$6,$A$25:$E$51,IF($B$8=$A$22,3,2)))","v":{"$error":"#REF!"}},null,54.500000000000412,{"$f":"VLOOKUP($S199,P_All!$X$5:$AS$245,3*($C$8-1)+2)","v":12505},{"$f":"VLOOKUP($S199,P_All!$X$5:$AS$245,3*($C$8-1)+3)","v":13599},{"$f":"VLOOKUP($S199,P_All!$X$5:$AS$245,3*($C$8-1)+4)","v":20882},{"$f":"IF(ISNA(VLOOKUP($B$6,$A$25:$E$52,IF($B$8=$A$22,3,2))),EXP(VLOOKUP($B$6,$A$25:$E$52,4)*LN(VLOOKUP($S199,#REF!,$C$8+1)/1000)+VLOOKUP($B$6,$A$25:$E$52,5)),VLOOKUP($B$6,$A$25:$E$52,IF($B$8=$A$22,3,2)))","v":{"$error":"#REF!"}}]
[null,null,null,null,null,null,null,175,{"$f":"VLOOKUP($H200,P_All!$A$5:$D$205,3*($C$8-1)+2)","v":17570},{"$f":"VLOOKUP($H200,P_All!$A$5:$D$205,3*($C$8-1)+3)","v":20313},{"$f":"VLOOKUP($H200,P_All!$A$5:$D$205,3*($C$8-1)+4)","v":24054},{"$f":"IF(ISNA(VLOOKUP($B$6,$A$25:$E$51,IF($B$8=$A$22,3,2))),EXP(VLOOKUP($B$6,$A$25:$E$51,4)*LN(VLOOKUP($H200,#REF!,$C$8+1)/1000)+VLOOKUP($B$6,$A$25:$E$51,5)),VLOOKUP($B$6,$A$25:$E$51,IF($B$8=$A$22,3,2)))","v":{"$error":"#REF!"}},175,{"$f":"VLOOKUP($H200,Other_All!$A$5:$D$205,3*($C$8-1)+2)","v":17373},{"$f":"VLOOKUP($H200,Other_All!$A$5:$D$205,3*($C$8-1)+3)","v":19636},{"$f":"VLOOKUP($H200,Other_All!$A$5:$D$205,3*($C$8-1)+4)","v":22198},{"$f":"IF(ISNA(VLOOKUP($B$6,$A$25:$E$51,IF($B$8=$A$22,3,2))),EXP(VLOOKUP($B$6,$A$25:$E$51,4)*LN(VLOOKUP($H200,#REF!,$C$8+1)/1000)+VLOOKUP($B$6,$A$25:$E$51,5)),VLOOKUP($B$6,$A$25:$E$51,IF($B$8=$A$22,3,2)))","v":{"$error":"#REF!"}},null,54.583333333333748,{"$f":"VLOOKUP($S200,P_All!$X$5:$AS$245,3*($C$8-1)+2)","v":12423},{"$f":"VLOOKUP($S200,P_All!$X$5:$AS$245,3*($C$8-1)+3)","v":13609},{"$f":"VLOOKUP($S200,P_All!$X$5:$AS$245,3*($C$8-1)+4)","v":20839},{"$f":"IF(ISNA(VLOOKUP($B$6,$A$25:$E$52,IF($B$8=$A$22,3,2))),EXP(VLOOKUP($B$6,$A$25:$E$52,4)*LN(VLOOKUP($S200,#REF!,$C$8+1)/1000)+VLOOKUP($B$6,$A$25:$E$52,5)),VLOOKUP($B$6,$A$25:$E$52,IF($B$8=$A$22,3,2)))","v":{"$error":"#REF!"}}]
[null,null,null,null,null,null,null,176,{"$f":"VLOOKUP($H201,P_All!$A$5:$D$205,3*($C$8-1)+2)","v":17643},{"$f":"VLOOKUP($H201,P_All!$A$5:$D$205,3*($C$8-1)+3)","v":20351},{"$f":"VLOOKUP($H201,P_All!$A$5:$D$205,3*($C$8-1)+4)","v":23925},{"$f":"IF(ISNA(VLOOKUP($B$6,$A$25:$E$51,IF($B$8=$A$22,3,2))),EXP(VLOOKUP($B$6,$A$25:$E$51,4)*LN(VLOOKUP($H201,#REF!,$C$8+1)/1000)+VLOOKUP($B$6,$A$25:$E$51,5)),VLOOKUP($B$6,$A$25:$E$51,IF($B$8=$A$22,3,2)))","v":{"$error":"#REF!"}},176,{"$f":"VLOOKUP($H201,Other_All!$A$5:$D$205,3*($C$8-1)+2)","v":17375},{"$f":"VLOOKUP($H201,Other_All!$A$5:$D$205,3*($C$8-1)+3)","v":19701},{"$f":"VLOOKUP($H201,Other_All!$A$5:$D$205,3*($C$8-1)+4)","v":22432},{"$f":"IF(ISNA(VLOOKUP($B$6,$A$25:$E$51,IF($B$8=$A$22,3,2))),EXP(VLOOKUP($B$6,$A$25:$E$51,4)*LN(VLOOKUP($H201,#REF!,$C$8+1)/1000)+VLOOKUP($B$6,$A$25:$E$51,5)),VLOOKUP($B$6,$A$25:$E$51,IF($B$8=$A$22,3,2)))","v":{"$error":"#REF!"}},null,54.666666666667084,{"$f":"VLOOKUP($S201,P_All!$X$5:$AS$245,3*($C$8-1)+2)","v":12363},{"$f":"VLOOKUP($S201,P_All!$X$5:$AS$245,3*($C$8-1)+3)","v":13649},{"$f":"VLOOKUP($S201,P_All!$X$5:$AS$245,3*($C$8-1)+4)","v":20855},{"$f":"IF(ISNA(VLOOKUP($B$6,$A$25:$E$52,IF($B$8=$A$22,3,2))),EXP(VLOOKUP($B$6,$A$25:$E$52,4)*LN(VLOOKUP($S201,#REF!,$C$8+1)/1000)+VLOOKUP($B$6,$A$25:$E$52,5)),VLOOKUP($B$6,$A$25:$E$52,IF($B$8=$A$22,3,2)))","v":{"$error":"#REF!"}}]
[null,null,null,null,null,null,null,177,{"$f":"VLOOKUP($H202,P_All!$A$5:$D$205,3*($C$8-1)+2)","v":17607},{"$f":"VLOOKUP($H202,P_All!$A$5:$D$205,3*($C$8-1)+3)","v":20486},{"$f":"VLOOKUP($H202,P_All!$A$5:$D$205,3*($C$8-1)+4)","v":23746},{"$f":"IF(ISNA(VLOOKUP($B$6,$A$25:$E$51,IF($B$8=$A$22,3,2))),EXP(VLOOKUP($B$6,$A$25:$E$51,4)*LN(VLOOKUP($H202,#REF!,$C$8+1)/1000)+VLOOKUP($B$6,$A$25:$E$51,5)),VLOOKUP($B$6,$A$25:$E$51,IF($B$8=$A$22,3,2)))","v":{"$error":"#REF!"}},177,{"$f":"VLOOKUP($H202,Other_All!$A$5:$D$205,3*($C$8-1)+2)","v":17342},{"$f":"VLOOKUP($H202,Other_All!$A$5:$D$205,3*($C$8-1)+3)","v":19728},{"$f":"VLOOKUP($H202,Other_All!$A$5:$D$205,3*($C$8-1)+4)","v":22310},{"$f":"IF(ISNA(VLOOKUP($B$6,$A$25:$E$51,IF($B$8=$A$22,3,2))),EXP(VLOOKUP($B$6,$A$25:$E$51,4)*LN(VLOOKUP($H202,#REF!,$C$8+1)/1000)+VLOOKUP($B$6,$A$25:$E$51,5)),VLOOKUP($B$6,$A$25:$E$51,IF($B$8=$A$22,3,2)))","v":{"$error":"#REF!"}},null,54.750000000000419,{"$f":"VLOOKUP($S202,P_All!$X$5:$AS$245,3*($C$8-1)+2)","v":12256},{"$f":"VLOOKUP($S202,P_All!$X$5:$AS$245,3*($C$8-1)+3)","v":13582},{"$f":"VLOOKUP($S202,P_All!$X$5:$AS$245,3*($C$8-1)+4)","v":20713},{"$f":"IF(ISNA(VLOOKUP($B$6,$A$25:$E$52,IF($B$8=$A$22,3,2))),EXP(VLOOKUP($B$6,$A$25:$E$52,4)*LN(VLOOKUP($S202,#REF!,$C$8+1)/1000)+VLOOKUP($B$6,$A$25:$E$52,5)),VLOOKUP($B$6,$A$25:$E$52,IF($B$8=$A$22,3,2)))","v":{"$error":"#REF!"}}]
[null,null,null,null,null,null,null,178,{"$f":"VLOOKUP($H203,P_All!$A$5:$D$205,3*($C$8-1)+2)","v":17615},{"$f":"VLOOKUP($H203,P_All!$A$5:$D$205,3*($C$8-1)+3)","v":20443},{"$f":"VLOOKUP($H203,P_All!$A$5:$D$205,3*($C$8-1)+4)","v":23993},{"$f":"IF(ISNA(VLOOKUP($B$6,$A$25:$E$51,IF($B$8=$A$22,3,2))),EXP(VLOOKUP($B$6,$A$25:$E$51,4)*LN(VLOOKUP($H203,#REF!,$C$8+1)/1000)+VLOOKUP($B$6,$A$25:$E$51,5)),VLOOKUP($B$6,$A$25:$E$51,IF($B$8=$A$22,3,2)))","v":{"$error":"#REF!"}},178,{"$f":"VLOOKUP($H203,Other_All!$A$5:$D$205,3*($C$8-1)+2)","v":17220},{"$f":"VLOOKUP($H203,Other_All!$A$5:$D$205,3*($C$8-1)+3)","v":19788},{"$f":"VLOOKUP($H203,Other_All!$A$5:$D$205,3*($C$8-1)+4)","v":22344},{"$f":"IF(ISNA(VLOOKUP($B$6,$A$25:$E$51,IF($B$8=$A$22,3,2))),EXP(VLOOKUP($B$6,$A$25:$E$51,4)*LN(VLOOKUP($H203,#REF!,$C$8+1)/1000)+VLOOKUP($B$6,$A$25:$E$51,5)),VLOOKUP($B$6,$A$25:$E$51,IF($B$8=$A$22,3,2)))","v":{"$error":"#REF!"}},null,54.833333333333755,{"$f":"VLOOKUP($S203,P_All!$X$5:$AS$245,3*($C$8-1)+2)","v":12205},{"$f":"VLOOKUP($S203,P_All!$X$5:$AS$245,3*($C$8-1)+3)","v":13550},{"$f":"VLOOKUP($S203,P_All!$X$5:$AS$245,3*($C$8-1)+4)","v":20717},{"$f":"IF(ISNA(VLOOKUP($B$6,$A$25:$E$52,IF($B$8=$A$22,3,2))),EXP(VLOOKUP($B$6,$A$25:$E$52,4)*LN(VLOOKUP($S203,#REF!,$C$8+1)/1000)+VLOOKUP($B$6,$A$25:$E$52,5)),VLOOKUP($B$6,$A$25:$E$52,IF($B$8=$A$22,3,2)))","v":{"$error":"#REF!"}}]
[null,null,null,null,null,null,null,179,{"$f":"VLOOKUP($H204,P_All!$A$5:$D$205,3*($C$8-1)+2)","v":17613},{"$f":"VLOOKUP($H204,P_All!$A$5:$D$205,3*($C$8-1)+3)","v":20332},{"$f":"VLOOKUP($H204,P_All!$A$5:$D$205,3*($C$8-1)+4)","v":24136},{"$f":"IF(ISNA(VLOOKUP($B$6,$A$25:$E$51,IF($B$8=$A$22,3,2))),EXP(VLOOKUP($B$6,$A$25:$E$51,4)*LN(VLOOKUP($H204,#REF!,$C$8+1)/1000)+VLOOKUP($B$6,$A$25:$E$51,5)),VLOOKUP($B$6,$A$25:$E$51,IF($B$8=$A$22,3,2)))","v":{"$error":"#REF!"}},179,{"$f":"VLOOKUP($H204,Other_All!$A$5:$D$205,3*($C$8-1)+2)","v":17181},{"$f":"VLOOKUP($H204,Other_All!$A$5:$D$205,3*($C$8-1)+3)","v":19673},{"$f":"VLOOKUP($H204,Other_All!$A$5:$D$205,3*($C$8-1)+4)","v":22352},{"$f":"IF(ISNA(VLOOKUP($B$6,$A$25:$E$51,IF($B$8=$A$22,3,2))),EXP(VLOOKUP($B$6,$A$25:$E$51,4)*LN(VLOOKUP($H204,#REF!,$C$8+1)/1000)+VLOOKUP($B$6,$A$25:$E$51,5)),VLOOKUP($B$6,$A$25:$E$51,IF($B$8=$A$22,3,2)))","v":{"$error":"#REF!"}},null,54.916666666667091,{"$f":"VLOOKUP($S204,P_All!$X$5:$AS$245,3*($C$8-1)+2)","v":12219},{"$f":"VLOOKUP($S204,P_All!$X$5:$AS$245,3*($C$8-1)+3)","v":13586},{"$f":"VLOOKUP($S204,P_All!$X$5:$AS$245,3*($C$8-1)+4)","v":20748},{"$f":"IF(ISNA(VLOOKUP($B$6,$A$25:$E$52,IF($B$8=$A$22,3,2))),EXP(VLOOKUP($B$6,$A$25:$E$52,4)*LN(VLOOKUP($S204,#REF!,$C$8+1)/1000)+VLOOKUP($B$6,$A$25:$E$52,5)),VLOOKUP($B$6,$A$25:$E$52,IF($B$8=$A$22,3,2)))","v":{"$error":"#REF!"}}]
[null,null,null,null,null,null,null,180,{"$f":"VLOOKUP($H205,P_All!$A$5:$D$205,3*($C$8-1)+2)","v":17555},{"$f":"VLOOKUP($H205,P_All!$A$5:$D$205,3*($C$8-1)+3)","v":20165},{"$f":"VLOOKUP($H205,P_All!$A$5:$D$205,3*($C$8-1)+4)","v":24187},{"$f":"IF(ISNA(VLOOKUP($B$6,$A$25:$E$51,IF($B$8=$A$22,3,2))),EXP(VLOOKUP($B$6,$A$25:$E$51,4)*LN(VLOOKUP($H205,#REF!,$C$8+1)/1000)+VLOOKUP($B$6,$A$25:$E$51,5)),VLOOKUP($B$6,$A$25:$E$51,IF($B$8=$A$22,3,2)))","v":{"$error":"#REF!"}},180,{"$f":"VLOOKUP($H205,Other_All!$A$5:$D$205,3*($C$8-1)+2)","v":17327},{"$f":"VLOOKUP($H205,Other_All!$A$5:$D$205,3*($C$8-1)+3)","v":19703},{"$f":"VLOOKUP($H205,Other_All!$A$5:$D$205,3*($C$8-1)+4)","v":22612},{"$f":"IF(ISNA(VLOOKUP($B$6,$A$25:$E$51,IF($B$8=$A$22,3,2))),EXP(VLOOKUP($B$6,$A$25:$E$51,4)*LN(VLOOKUP($H205,#REF!,$C$8+1)/1000)+VLOOKUP($B$6,$A$25:$E$51,5)),VLOOKUP($B$6,$A$25:$E$51,IF($B$8=$A$22,3,2)))","v":{"$error":"#REF!"}},null,55.000000000000426,{"$f":"VLOOKUP($S205,P_All!$X$5:$AS$245,3*($C$8-1)+2)","v":12249},{"$f":"VLOOKUP($S205,P_All!$X$5:$AS$245,3*($C$8-1)+3)","v":13548},{"$f":"VLOOKUP($S205,P_All!$X$5:$AS$245,3*($C$8-1)+4)","v":20759},{"$f":"IF(ISNA(VLOOKUP($B$6,$A$25:$E$52,IF($B$8=$A$22,3,2))),EXP(VLOOKUP($B$6,$A$25:$E$52,4)*LN(VLOOKUP($S205,#REF!,$C$8+1)/1000)+VLOOKUP($B$6,$A$25:$E$52,5)),VLOOKUP($B$6,$A$25:$E$52,IF($B$8=$A$22,3,2)))","v":{"$error":"#REF!"}}]
[null,null,null,null,null,null,null,181,{"$f":"VLOOKUP($H206,P_All!$A$5:$D$205,3*($C$8-1)+2)","v":17560},{"$f":"VLOOKUP($H206,P_All!$A$5:$D$205,3*($C$8-1)+3)","v":20206},{"$f":"VLOOKUP($H206,P_All!$A$5:$D$205,3*($C$8-1)+4)","v":23844},{"$f":"IF(ISNA(VLOOKUP($B$6,$A$25:$E$51,IF($B$8=$A$22,3,2))),EXP(VLOOKUP($B$6,$A$25:$E$51,4)*LN(VLOOKUP($H206,#REF!,$C$8+1)/1000)+VLOOKUP($B$6,$A$25:$E$51,5)),VLOOKUP($B$6,$A$25:$E$51,IF($B$8=$A$22,3,2)))","v":{"$error":"#REF!"}},181,{"$f":"VLOOKUP($H206,Other_All!$A$5:$D$205,3*($C$8-1)+2)","v":17221},{"$f":"VLOOKUP($H206,Other_All!$A$5:$D$205,3*($C$8-1)+3)","v":19567},{"$f":"VLOOKUP($H206,Other_All!$A$5:$D$205,3*($C$8-1)+4)","v":22312},{"$f":"IF(ISNA(VLOOKUP($B$6,$A$25:$E$51,IF($B$8=$A$22,3,2))),EXP(VLOOKUP($B$6,$A$25:$E$51,4)*LN(VLOOKUP($H206,#REF!,$C$8+1)/1000)+VLOOKUP($B$6,$A$25:$E$51,5)),VLOOKUP($B$6,$A$25:$E$51,IF($B$8=$A$22,3,2)))","v":{"$error":"#REF!"}},null,55.083333333333762,{"$f":"VLOOKUP($S206,P_All!$X$5:$AS$245,3*($C$8-1)+2)","v":12262},{"$f":"VLOOKUP($S206,P_All!$X$5:$AS$245,3*($C$8-1)+3)","v":13611},{"$f":"VLOOKUP($S206,P_All!$X$5:$AS$245,3*($C$8-1)+4)","v":20827},{"$f":"IF(ISNA(VLOOKUP($B$6,$A$25:$E$52,IF($B$8=$A$22,3,2))),EXP(VLOOKUP($B$6,$A$25:$E$52,4)*LN(VLOOKUP($S206,#REF!,$C$8+1)/1000)+VLOOKUP($B$6,$A$25:$E$52,5)),VLOOKUP($B$6,$A$25:$E$52,IF($B$8=$A$22,3,2)))","v":{"$error":"#REF!"}}]
[null,null,null,null,null,null,null,182,{"$f":"VLOOKUP($H207,P_All!$A$5:$D$205,3*($C$8-1)+2)","v":17490},{"$f":"VLOOKUP($H207,P_All!$A$5:$D$205,3*($C$8-1)+3)","v":20245},{"$f":"VLOOKUP($H207,P_All!$A$5:$D$205,3*($C$8-1)+4)","v":24021},{"$f":"IF(ISNA(VLOOKUP($B$6,$A$25:$E$51,IF($B$8=$A$22,3,2))),EXP(VLOOKUP($B$6,$A$25:$E$51,4)*LN(VLOOKUP($H207,#REF!,$C$8+1)/1000)+VLOOKUP($B$6,$A$25:$E$51,5)),VLOOKUP($B$6,$A$25:$E$51,IF($B$8=$A$22,3,2)))","v":{"$error":"#REF!"}},182,{"$f":"VLOOKUP($H207,Other_All!$A$5:$D$205,3*($C$8-1)+2)","v":17190},{"$f":"VLOOKUP($H207,Other_All!$A$5:$D$205,3*($C$8-1)+3)","v":19520},{"$f":"VLOOKUP($H207,Other_All!$A$5:$D$205,3*($C$8-1)+4)","v":22270},{"$f":"IF(ISNA(VLOOKUP($B$6,$A$25:$E$51,IF($B$8=$A$22,3,2))),EXP(VLOOKUP($B$6,$A$25:$E$51,4)*LN(VLOOKUP($H207,#REF!,$C$8+1)/1000)+VLOOKUP($B$6,$A$25:$E$51,5)),VLOOKUP($B$6,$A$25:$E$51,IF($B$8=$A$22,3,2)))","v":{"$error":"#REF!"}},null,55.166666666667098,{"$f":"VLOOKUP($S207,P_All!$X$5:$AS$245,3*($C$8-1)+2)","v":12277},{"$f":"VLOOKUP($S207,P_All!$X$5:$AS$245,3*($C$8-1)+3)","v":13662},{"$f":"VLOOKUP($S207,P_All!$X$5:$AS$245,3*($C$8-1)+4)","v":20910},{"$f":"IF(ISNA(VLOOKUP($B$6,$A$25:$E$52,IF($B$8=$A$22,3,2))),EXP(VLOOKUP($B$6,$A$25:$E$52,4)*LN(VLOOKUP($S207,#REF!,$C$8+1)/1000)+VLOOKUP($B$6,$A$25:$E$52,5)),VLOOKUP($B$6,$A$25:$E$52,IF($B$8=$A$22,3,2)))","v":{"$error":"#REF!"}}]
[null,null,null,null,null,null,null,183,{"$f":"VLOOKUP($H208,P_All!$A$5:$D$205,3*($C$8-1)+2)","v":17409},{"$f":"VLOOKUP($H208,P_All!$A$5:$D$205,3*($C$8-1)+3)","v":20346},{"$f":"VLOOKUP($H208,P_All!$A$5:$D$205,3*($C$8-1)+4)","v":23838},{"$f":"IF(ISNA(VLOOKUP($B$6,$A$25:$E$51,IF($B$8=$A$22,3,2))),EXP(VLOOKUP($B$6,$A$25:$E$51,4)*LN(VLOOKUP($H208,#REF!,$C$8+1)/1000)+VLOOKUP($B$6,$A$25:$E$51,5)),VLOOKUP($B$6,$A$25:$E$51,IF($B$8=$A$22,3,2)))","v":{"$error":"#REF!"}},183,{"$f":"VLOOKUP($H208,Other_All!$A$5:$D$205,3*($C$8-1)+2)","v":17034},{"$f":"VLOOKUP($H208,Other_All!$A$5:$D$205,3*($C$8-1)+3)","v":19672},{"$f":"VLOOKUP($H208,Other_All!$A$5:$D$205,3*($C$8-1)+4)","v":22223},{"$f":"IF(ISNA(VLOOKUP($B$6,$A$25:$E$51,IF($B$8=$A$22,3,2))),EXP(VLOOKUP($B$6,$A$25:$E$51,4)*LN(VLOOKUP($H208,#REF!,$C$8+1)/1000)+VLOOKUP($B$6,$A$25:$E$51,5)),VLOOKUP($B$6,$A$25:$E$51,IF($B$8=$A$22,3,2)))","v":{"$error":"#REF!"}},null,55.250000000000433,{"$f":"VLOOKUP($S208,P_All!$X$5:$AS$245,3*($C$8-1)+2)","v":12360},{"$f":"VLOOKUP($S208,P_All!$X$5:$AS$245,3*($C$8-1)+3)","v":13694},{"$f":"VLOOKUP($S208,P_All!$X$5:$AS$245,3*($C$8-1)+4)","v":21025},{"$f":"IF(ISNA(VLOOKUP($B$6,$A$25:$E$52,IF($B$8=$A$22,3,2))),EXP(VLOOKUP($B$6,$A$25:$E$52,4)*LN(VLOOKUP($S208,#REF!,$C$8+1)/1000)+VLOOKUP($B$6,$A$25:$E$52,5)),VLOOKUP($B$6,$A$25:$E$52,IF($B$8=$A$22,3,2)))","v":{"$error":"#REF!"}}]
[null,null,null,null,null,null,null,184,{"$f":"VLOOKUP($H209,P_All!$A$5:$D$205,3*($C$8-1)+2)","v":17553},{"$f":"VLOOKUP($H209,P_All!$A$5:$D$205,3*($C$8-1)+3)","v":20488},{"$f":"VLOOKUP($H209,P_All!$A$5:$D$205,3*($C$8-1)+4)","v":23626},{"$f":"IF(ISNA(VLOOKUP($B$6,$A$25:$E$51,IF($B$8=$A$22,3,2))),EXP(VLOOKUP($B$6,$A$25:$E$51,4)*LN(VLOOKUP($H209,#REF!,$C$8+1)/1000)+VLOOKUP($B$6,$A$25:$E$51,5)),VLOOKUP($B$6,$A$25:$E$51,IF($B$8=$A$22,3,2)))","v":{"$error":"#REF!"}},184,{"$f":"VLOOKUP($H209,Other_All!$A$5:$D$205,3*($C$8-1)+2)","v":17246},{"$f":"VLOOKUP($H209,Other_All!$A$5:$D$205,3*($C$8-1)+3)","v":19731},{"$f":"VLOOKUP($H209,Other_All!$A$5:$D$205,3*($C$8-1)+4)","v":22226},{"$f":"IF(ISNA(VLOOKUP($B$6,$A$25:$E$51,IF($B$8=$A$22,3,2))),EXP(VLOOKUP($B$6,$A$25:$E$51,4)*LN(VLOOKUP($H209,#REF!,$C$8+1)/1000)+VLOOKUP($B$6,$A$25:$E$51,5)),VLOOKUP($B$6,$A$25:$E$51,IF($B$8=$A$22,3,2)))","v":{"$error":"#REF!"}},null,55.333333333333769,{"$f":"VLOOKUP($S209,P_All!$X$5:$AS$245,3*($C$8-1)+2)","v":12433},{"$f":"VLOOKUP($S209,P_All!$X$5:$AS$245,3*($C$8-1)+3)","v":13800},{"$f":"VLOOKUP($S209,P_All!$X$5:$AS$245,3*($C$8-1)+4)","v":21118},{"$f":"IF(ISNA(VLOOKUP($B$6,$A$25:$E$52,IF($B$8=$A$22,3,2))),EXP(VLOOKUP($B$6,$A$25:$E$52,4)*LN(VLOOKUP($S209,#REF!,$C$8+1)/1000)+VLOOKUP($B$6,$A$25:$E$52,5)),VLOOKUP($B$6,$A$25:$E$52,IF($B$8=$A$22,3,2)))","v":{"$error":"#REF!"}}]
[null,null,null,null,null,null,null,185,{"$f":"VLOOKUP($H210,P_All!$A$5:$D$205,3*($C$8-1)+2)","v":17669},{"$f":"VLOOKUP($H210,P_All!$A$5:$D$205,3*($C$8-1)+3)","v":20250},{"$f":"VLOOKUP($H210,P_All!$A$5:$D$205,3*($C$8-1)+4)","v":23608},{"$f":"IF(ISNA(VLOOKUP($B$6,$A$25:$E$51,IF($B$8=$A$22,3,2))),EXP(VLOOKUP($B$6,$A$25:$E$51,4)*LN(VLOOKUP($H210,#REF!,$C$8+1)/1000)+VLOOKUP($B$6,$A$25:$E$51,5)),VLOOKUP($B$6,$A$25:$E$51,IF($B$8=$A$22,3,2)))","v":{"$error":"#REF!"}},185,{"$f":"VLOOKUP($H210,Other_All!$A$5:$D$205,3*($C$8-1)+2)","v":17251},{"$f":"VLOOKUP($H210,Other_All!$A$5:$D$205,3*($C$8-1)+3)","v":19610},{"$f":"VLOOKUP($H210,Other_All!$A$5:$D$205,3*($C$8-1)+4)","v":22346},{"$f":"IF(ISNA(VLOOKUP($B$6,$A$25:$E$51,IF($B$8=$A$22,3,2))),EXP(VLOOKUP($B$6,$A$25:$E$51,4)*LN(VLOOKUP($H210,#REF!,$C$8+1)/1000)+VLOOKUP($B$6,$A$25:$E$51,5)),VLOOKUP($B$6,$A$25:$E$51,IF($B$8=$A$22,3,2)))","v":{"$error":"#REF!"}},null,55.416666666667105,{"$f":"VLOOKUP($S210,P_All!$X$5:$AS$245,3*($C$8-1)+2)","v":12407},{"$f":"VLOOKUP($S210,P_All!$X$5:$AS$245,3*($C$8-1)+3)","v":13852},{"$f":"VLOOKUP($S210,P_All!$X$5:$AS$245,3*($C$8-1)+4)","v":21016},{"$f":"IF(ISNA(VLOOKUP($B$6,$A$25:$E$52,IF($B$8=$A$22,3,2))),EXP(VLOOKUP($B$6,$A$25:$E$52,4)*LN(VLOOKUP($S210,#REF!,$C$8+1)/1000)+VLOOKUP($B$6,$A$25:$E$52,5)),VLOOKUP($B$6,$A$25:$E$52,IF($B$8=$A$22,3,2)))","v":{"$error":"#REF!"}}]
[null,null,null,null,null,null,null,186,{"$f":"VLOOKUP($H211,P_All!$A$5:$D$205,3*($C$8-1)+2)","v":17571},{"$f":"VLOOKUP($H211,P_All!$A$5:$D$205,3*($C$8-1)+3)","v":20475},{"$f":"VLOOKUP($H211,P_All!$A$5:$D$205,3*($C$8-1)+4)","v":23796},{"$f":"IF(ISNA(VLOOKUP($B$6,$A$25:$E$51,IF($B$8=$A$22,3,2))),EXP(VLOOKUP($B$6,$A$25:$E$51,4)*LN(VLOOKUP($H211,#REF!,$C$8+1)/1000)+VLOOKUP($B$6,$A$25:$E$51,5)),VLOOKUP($B$6,$A$25:$E$51,IF($B$8=$A$22,3,2)))","v":{"$error":"#REF!"}},186,{"$f":"VLOOKUP($H211,Other_All!$A$5:$D$205,3*($C$8-1)+2)","v":17254},{"$f":"VLOOKUP($H211,Other_All!$A$5:$D$205,3*($C$8-1)+3)","v":19632},{"$f":"VLOOKUP($H211,Other_All!$A$5:$D$205,3*($C$8-1)+4)","v":22292},{"$f":"IF(ISNA(VLOOKUP($B$6,$A$25:$E$51,IF($B$8=$A$22,3,2))),EXP(VLOOKUP($B$6,$A$25:$E$51,4)*LN(VLOOKUP($H211,#REF!,$C$8+1)/1000)+VLOOKUP($B$6,$A$25:$E$51,5)),VLOOKUP($B$6,$A$25:$E$51,IF($B$8=$A$22,3,2)))","v":{"$error":"#REF!"}},null,55.500000000000441,{"$f":"VLOOKUP($S211,P_All!$X$5:$AS$245,3*($C$8-1)+2)","v":12270},{"$f":"VLOOKUP($S211,P_All!$X$5:$AS$245,3*($C$8-1)+3)","v":13790},{"$f":"VLOOKUP($S211,P_All!$X$5:$AS$245,3*($C$8-1)+4)","v":20727},{"$f":"IF(ISNA(VLOOKUP($B$6,$A$25:$E$52,IF($B$8=$A$22,3,2))),EXP(VLOOKUP($B$6,$A$25:$E$52,4)*LN(VLOOKUP($S211,#REF!,$C$8+1)/1000)+VLOOKUP($B$6,$A$25:$E$52,5)),VLOOKUP($B$6,$A$25:$E$52,IF($B$8=$A$22,3,2)))","v":{"$error":"#REF!"}}]
[null,null,null,null,null,null,null,187,{"$f":"VLOOKUP($H212,P_All!$A$5:$D$205,3*($C$8-1)+2)","v":17591},{"$f":"VLOOKUP($H212,P_All!$A$5:$D$205,3*($C$8-1)+3)","v":20335},{"$f":"VLOOKUP($H212,P_All!$A$5:$D$205,3*($C$8-1)+4)","v":23909},{"$f":"IF(ISNA(VLOOKUP($B$6,$A$25:$E$51,IF($B$8=$A$22,3,2))),EXP(VLOOKUP($B$6,$A$25:$E$51,4)*LN(VLOOKUP($H212,#REF!,$C$8+1)/1000)+VLOOKUP($B$6,$A$25:$E$51,5)),VLOOKUP($B$6,$A$25:$E$51,IF($B$8=$A$22,3,2)))","v":{"$error":"#REF!"}},187,{"$f":"VLOOKUP($H212,Other_All!$A$5:$D$205,3*($C$8-1)+2)","v":17234},{"$f":"VLOOKUP($H212,Other_All!$A$5:$D$205,3*($C$8-1)+3)","v":19729},{"$f":"VLOOKUP($H212,Other_All!$A$5:$D$205,3*($C$8-1)+4)","v":22589},{"$f":"IF(ISNA(VLOOKUP($B$6,$A$25:$E$51,IF($B$8=$A$22,3,2))),EXP(VLOOKUP($B$6,$A$25:$E$51,4)*LN(VLOOKUP($H212,#REF!,$C$8+1)/1000)+VLOOKUP($B$6,$A$25:$E$51,5)),VLOOKUP($B$6,$A$25:$E$51,IF($B$8=$A$22,3,2)))","v":{"$error":"#REF!"}},null,55.583333333333776,{"$f":"VLOOKUP($S212,P_All!$X$5:$AS$245,3*($C$8-1)+2)","v":12224},{"$f":"VLOOKUP($S212,P_All!$X$5:$AS$245,3*($C$8-1)+3)","v":13827},{"$f":"VLOOKUP($S212,P_All!$X$5:$AS$245,3*($C$8-1)+4)","v":20658},{"$f":"IF(ISNA(VLOOKUP($B$6,$A$25:$E$52,IF($B$8=$A$22,3,2))),EXP(VLOOKUP($B$6,$A$25:$E$52,4)*LN(VLOOKUP($S212,#REF!,$C$8+1)/1000)+VLOOKUP($B$6,$A$25:$E$52,5)),VLOOKUP($B$6,$A$25:$E$52,IF($B$8=$A$22,3,2)))","v":{"$error":"#REF!"}}]
[null,null,null,null,null,null,null,188,{"$f":"VLOOKUP($H213,P_All!$A$5:$D$205,3*($C$8-1)+2)","v":17690},{"$f":"VLOOKUP($H213,P_All!$A$5:$D$205,3*($C$8-1)+3)","v":20451},{"$f":"VLOOKUP($H213,P_All!$A$5:$D$205,3*($C$8-1)+4)","v":23883},{"$f":"IF(ISNA(VLOOKUP($B$6,$A$25:$E$51,IF($B$8=$A$22,3,2))),EXP(VLOOKUP($B$6,$A$25:$E$51,4)*LN(VLOOKUP($H213,#REF!,$C$8+1)/1000)+VLOOKUP($B$6,$A$25:$E$51,5)),VLOOKUP($B$6,$A$25:$E$51,IF($B$8=$A$22,3,2)))","v":{"$error":"#REF!"}},188,{"$f":"VLOOKUP($H213,Other_All!$A$5:$D$205,3*($C$8-1)+2)","v":17332},{"$f":"VLOOKUP($H213,Other_All!$A$5:$D$205,3*($C$8-1)+3)","v":19601},{"$f":"VLOOKUP($H213,Other_All!$A$5:$D$205,3*($C$8-1)+4)","v":22411},{"$f":"IF(ISNA(VLOOKUP($B$6,$A$25:$E$51,IF($B$8=$A$22,3,2))),EXP(VLOOKUP($B$6,$A$25:$E$51,4)*LN(VLOOKUP($H213,#REF!,$C$8+1)/1000)+VLOOKUP($B$6,$A$25:$E$51,5)),VLOOKUP($B$6,$A$25:$E$51,IF($B$8=$A$22,3,2)))","v":{"$error":"#REF!"}},null,55.666666666667112,{"$f":"VLOOKUP($S213,P_All!$X$5:$AS$245,3*($C$8-1)+2)","v":12173},{"$f":"VLOOKUP($S213,P_All!$X$5:$AS$245,3*($C$8-1)+3)","v":13825},{"$f":"VLOOKUP($S213,P_All!$X$5:$AS$245,3*($C$8-1)+4)","v":20747},{"$f":"IF(ISNA(VLOOKUP($B$6,$A$25:$E$52,IF($B$8=$A$22,3,2))),EXP(VLOOKUP($B$6,$A$25:$E$52,4)*LN(VLOOKUP($S213,#REF!,$C$8+1)/1000)+VLOOKUP($B$6,$A$25:$E$52,5)),VLOOKUP($B$6,$A$25:$E$52,IF($B$8=$A$22,3,2)))","v":{"$error":"#REF!"}}]
[null,null,null,null,null,null,null,189,{"$f":"VLOOKUP($H214,P_All!$A$5:$D$205,3*($C$8-1)+2)","v":17621},{"$f":"VLOOKUP($H214,P_All!$A$5:$D$205,3*($C$8-1)+3)","v":20357},{"$f":"VLOOKUP($H214,P_All!$A$5:$D$205,3*($C$8-1)+4)","v":23857},{"$f":"IF(ISNA(VLOOKUP($B$6,$A$25:$E$51,IF($B$8=$A$22,3,2))),EXP(VLOOKUP($B$6,$A$25:$E$51,4)*LN(VLOOKUP($H214,#REF!,$C$8+1)/1000)+VLOOKUP($B$6,$A$25:$E$51,5)),VLOOKUP($B$6,$A$25:$E$51,IF($B$8=$A$22,3,2)))","v":{"$error":"#REF!"}},189,{"$f":"VLOOKUP($H214,Other_All!$A$5:$D$205,3*($C$8-1)+2)","v":17239},{"$f":"VLOOKUP($H214,Other_All!$A$5:$D$205,3*($C$8-1)+3)","v":19592},{"$f":"VLOOKUP($H214,Other_All!$A$5:$D$205,3*($C$8-1)+4)","v":22331},{"$f":"IF(ISNA(VLOOKUP($B$6,$A$25:$E$51,IF($B$8=$A$22,3,2))),EXP(VLOOKUP($B$6,$A$25:$E$51,4)*LN(VLOOKUP($H214,#REF!,$C$8+1)/1000)+VLOOKUP($B$6,$A$25:$E$51,5)),VLOOKUP($B$6,$A$25:$E$51,IF($B$8=$A$22,3,2)))","v":{"$error":"#REF!"}},null,55.750000000000448,{"$f":"VLOOKUP($S214,P_All!$X$5:$AS$245,3*($C$8-1)+2)","v":12066},{"$f":"VLOOKUP($S214,P_All!$X$5:$AS$245,3*($C$8-1)+3)","v":13712},{"$f":"VLOOKUP($S214,P_All!$X$5:$AS$245,3*($C$8-1)+4)","v":20607},{"$f":"IF(ISNA(VLOOKUP($B$6,$A$25:$E$52,IF($B$8=$A$22,3,2))),EXP(VLOOKUP($B$6,$A$25:$E$52,4)*LN(VLOOKUP($S214,#REF!,$C$8+1)/1000)+VLOOKUP($B$6,$A$25:$E$52,5)),VLOOKUP($B$6,$A$25:$E$52,IF($B$8=$A$22,3,2)))","v":{"$error":"#REF!"}}]
[null,null,null,null,null,null,null,190,{"$f":"VLOOKUP($H215,P_All!$A$5:$D$205,3*($C$8-1)+2)","v":17724},{"$f":"VLOOKUP($H215,P_All!$A$5:$D$205,3*($C$8-1)+3)","v":20429},{"$f":"VLOOKUP($H215,P_All!$A$5:$D$205,3*($C$8-1)+4)","v":23836},{"$f":"IF(ISNA(VLOOKUP($B$6,$A$25:$E$51,IF($B$8=$A$22,3,2))),EXP(VLOOKUP($B$6,$A$25:$E$51,4)*LN(VLOOKUP($H215,#REF!,$C$8+1)/1000)+VLOOKUP($B$6,$A$25:$E$51,5)),VLOOKUP($B$6,$A$25:$E$51,IF($B$8=$A$22,3,2)))","v":{"$error":"#REF!"}},190,{"$f":"VLOOKUP($H215,Other_All!$A$5:$D$205,3*($C$8-1)+2)","v":17309},{"$f":"VLOOKUP($H215,Other_All!$A$5:$D$205,3*($C$8-1)+3)","v":19690},{"$f":"VLOOKUP($H215,Other_All!$A$5:$D$205,3*($C$8-1)+4)","v":22380},{"$f":"IF(ISNA(VLOOKUP($B$6,$A$25:$E$51,IF($B$8=$A$22,3,2))),EXP(VLOOKUP($B$6,$A$25:$E$51,4)*LN(VLOOKUP($H215,#REF!,$C$8+1)/1000)+VLOOKUP($B$6,$A$25:$E$51,5)),VLOOKUP($B$6,$A$25:$E$51,IF($B$8=$A$22,3,2)))","v":{"$error":"#REF!"}},null,55.833333333333783,{"$f":"VLOOKUP($S215,P_All!$X$5:$AS$245,3*($C$8-1)+2)","v":12042},{"$f":"VLOOKUP($S215,P_All!$X$5:$AS$245,3*($C$8-1)+3)","v":13663},{"$f":"VLOOKUP($S215,P_All!$X$5:$AS$245,3*($C$8-1)+4)","v":20600},{"$f":"IF(ISNA(VLOOKUP($B$6,$A$25:$E$52,IF($B$8=$A$22,3,2))),EXP(VLOOKUP($B$6,$A$25:$E$52,4)*LN(VLOOKUP($S215,#REF!,$C$8+1)/1000)+VLOOKUP($B$6,$A$25:$E$52,5)),VLOOKUP($B$6,$A$25:$E$52,IF($B$8=$A$22,3,2)))","v":{"$error":"#REF!"}}]
[null,null,null,null,null,null,null,191,{"$f":"VLOOKUP($H216,P_All!$A$5:$D$205,3*($C$8-1)+2)","v":17682},{"$f":"VLOOKUP($H216,P_All!$A$5:$D$205,3*($C$8-1)+3)","v":20425},{"$f":"VLOOKUP($H216,P_All!$A$5:$D$205,3*($C$8-1)+4)","v":23873},{"$f":"IF(ISNA(VLOOKUP($B$6,$A$25:$E$51,IF($B$8=$A$22,3,2))),EXP(VLOOKUP($B$6,$A$25:$E$51,4)*LN(VLOOKUP($H216,#REF!,$C$8+1)/1000)+VLOOKUP($B$6,$A$25:$E$51,5)),VLOOKUP($B$6,$A$25:$E$51,IF($B$8=$A$22,3,2)))","v":{"$error":"#REF!"}},191,{"$f":"VLOOKUP($H216,Other_All!$A$5:$D$205,3*($C$8-1)+2)","v":17263},{"$f":"VLOOKUP($H216,Other_All!$A$5:$D$205,3*($C$8-1)+3)","v":19817},{"$f":"VLOOKUP($H216,Other_All!$A$5:$D$205,3*($C$8-1)+4)","v":22382},{"$f":"IF(ISNA(VLOOKUP($B$6,$A$25:$E$51,IF($B$8=$A$22,3,2))),EXP(VLOOKUP($B$6,$A$25:$E$51,4)*LN(VLOOKUP($H216,#REF!,$C$8+1)/1000)+VLOOKUP($B$6,$A$25:$E$51,5)),VLOOKUP($B$6,$A$25:$E$51,IF($B$8=$A$22,3,2)))","v":{"$error":"#REF!"}},null,55.916666666667119,{"$f":"VLOOKUP($S216,P_All!$X$5:$AS$245,3*($C$8-1)+2)","v":12063},{"$f":"VLOOKUP($S216,P_All!$X$5:$AS$245,3*($C$8-1)+3)","v":13770},{"$f":"VLOOKUP($S216,P_All!$X$5:$AS$245,3*($C$8-1)+4)","v":20660},{"$f":"IF(ISNA(VLOOKUP($B$6,$A$25:$E$52,IF($B$8=$A$22,3,2))),EXP(VLOOKUP($B$6,$A$25:$E$52,4)*LN(VLOOKUP($S216,#REF!,$C$8+1)/1000)+VLOOKUP($B$6,$A$25:$E$52,5)),VLOOKUP($B$6,$A$25:$E$52,IF($B$8=$A$22,3,2)))","v":{"$error":"#REF!"}}]
[null,null,null,null,null,null,null,192,{"$f":"VLOOKUP($H217,P_All!$A$5:$D$205,3*($C$8-1)+2)","v":17810},{"$f":"VLOOKUP($H217,P_All!$A$5:$D$205,3*($C$8-1)+3)","v":20491},{"$f":"VLOOKUP($H217,P_All!$A$5:$D$205,3*($C$8-1)+4)","v":23698},{"$f":"IF(ISNA(VLOOKUP($B$6,$A$25:$E$51,IF($B$8=$A$22,3,2))),EXP(VLOOKUP($B$6,$A$25:$E$51,4)*LN(VLOOKUP($H217,#REF!,$C$8+1)/1000)+VLOOKUP($B$6,$A$25:$E$51,5)),VLOOKUP($B$6,$A$25:$E$51,IF($B$8=$A$22,3,2)))","v":{"$error":"#REF!"}},192,{"$f":"VLOOKUP($H217,Other_All!$A$5:$D$205,3*($C$8-1)+2)","v":17288},{"$f":"VLOOKUP($H217,Other_All!$A$5:$D$205,3*($C$8-1)+3)","v":19744},{"$f":"VLOOKUP($H217,Other_All!$A$5:$D$205,3*($C$8-1)+4)","v":22340},{"$f":"IF(ISNA(VLOOKUP($B$6,$A$25:$E$51,IF($B$8=$A$22,3,2))),EXP(VLOOKUP($B$6,$A$25:$E$51,4)*LN(VLOOKUP($H217,#REF!,$C$8+1)/1000)+VLOOKUP($B$6,$A$25:$E$51,5)),VLOOKUP($B$6,$A$25:$E$51,IF($B$8=$A$22,3,2)))","v":{"$error":"#REF!"}},null,56.000000000000455,{"$f":"VLOOKUP($S217,P_All!$X$5:$AS$245,3*($C$8-1)+2)","v":12095},{"$f":"VLOOKUP($S217,P_All!$X$5:$AS$245,3*($C$8-1)+3)","v":13835},{"$f":"VLOOKUP($S217,P_All!$X$5:$AS$245,3*($C$8-1)+4)","v":20676},{"$f":"IF(ISNA(VLOOKUP($B$6,$A$25:$E$52,IF($B$8=$A$22,3,2))),EXP(VLOOKUP($B$6,$A$25:$E$52,4)*LN(VLOOKUP($S217,#REF!,$C$8+1)/1000)+VLOOKUP($B$6,$A$25:$E$52,5)),VLOOKUP($B$6,$A$25:$E$52,IF($B$8=$A$22,3,2)))","v":{"$error":"#REF!"}}]
[null,null,null,null,null,null,null,193,{"$f":"VLOOKUP($H218,P_All!$A$5:$D$205,3*($C$8-1)+2)","v":17800},{"$f":"VLOOKUP($H218,P_All!$A$5:$D$205,3*($C$8-1)+3)","v":20372},{"$f":"VLOOKUP($H218,P_All!$A$5:$D$205,3*($C$8-1)+4)","v":23390},{"$f":"IF(ISNA(VLOOKUP($B$6,$A$25:$E$51,IF($B$8=$A$22,3,2))),EXP(VLOOKUP($B$6,$A$25:$E$51,4)*LN(VLOOKUP($H218,#REF!,$C$8+1)/1000)+VLOOKUP($B$6,$A$25:$E$51,5)),VLOOKUP($B$6,$A$25:$E$51,IF($B$8=$A$22,3,2)))","v":{"$error":"#REF!"}},193,{"$f":"VLOOKUP($H218,Other_All!$A$5:$D$205,3*($C$8-1)+2)","v":17369},{"$f":"VLOOKUP($H218,Other_All!$A$5:$D$205,3*($C$8-1)+3)","v":19698},{"$f":"VLOOKUP($H218,Other_All!$A$5:$D$205,3*($C$8-1)+4)","v":22224},{"$f":"IF(ISNA(VLOOKUP($B$6,$A$25:$E$51,IF($B$8=$A$22,3,2))),EXP(VLOOKUP($B$6,$A$25:$E$51,4)*LN(VLOOKUP($H218,#REF!,$C$8+1)/1000)+VLOOKUP($B$6,$A$25:$E$51,5)),VLOOKUP($B$6,$A$25:$E$51,IF($B$8=$A$22,3,2)))","v":{"$error":"#REF!"}},null,56.08333333333379,{"$f":"VLOOKUP($S218,P_All!$X$5:$AS$245,3*($C$8-1)+2)","v":12112},{"$f":"VLOOKUP($S218,P_All!$X$5:$AS$245,3*($C$8-1)+3)","v":13944},{"$f":"VLOOKUP($S218,P_All!$X$5:$AS$245,3*($C$8-1)+4)","v":20740},{"$f":"IF(ISNA(VLOOKUP($B$6,$A$25:$E$52,IF($B$8=$A$22,3,2))),EXP(VLOOKUP($B$6,$A$25:$E$52,4)*LN(VLOOKUP($S218,#REF!,$C$8+1)/1000)+VLOOKUP($B$6,$A$25:$E$52,5)),VLOOKUP($B$6,$A$25:$E$52,IF($B$8=$A$22,3,2)))","v":{"$error":"#REF!"}}]
[null,null,null,null,null,null,null,194,{"$f":"VLOOKUP($H219,P_All!$A$5:$D$205,3*($C$8-1)+2)","v":17992},{"$f":"VLOOKUP($H219,P_All!$A$5:$D$205,3*($C$8-1)+3)","v":20329},{"$f":"VLOOKUP($H219,P_All!$A$5:$D$205,3*($C$8-1)+4)","v":23567},{"$f":"IF(ISNA(VLOOKUP($B$6,$A$25:$E$51,IF($B$8=$A$22,3,2))),EXP(VLOOKUP($B$6,$A$25:$E$51,4)*LN(VLOOKUP($H219,#REF!,$C$8+1)/1000)+VLOOKUP($B$6,$A$25:$E$51,5)),VLOOKUP($B$6,$A$25:$E$51,IF($B$8=$A$22,3,2)))","v":{"$error":"#REF!"}},194,{"$f":"VLOOKUP($H219,Other_All!$A$5:$D$205,3*($C$8-1)+2)","v":17480},{"$f":"VLOOKUP($H219,Other_All!$A$5:$D$205,3*($C$8-1)+3)","v":19657},{"$f":"VLOOKUP($H219,Other_All!$A$5:$D$205,3*($C$8-1)+4)","v":22455},{"$f":"IF(ISNA(VLOOKUP($B$6,$A$25:$E$51,IF($B$8=$A$22,3,2))),EXP(VLOOKUP($B$6,$A$25:$E$51,4)*LN(VLOOKUP($H219,#REF!,$C$8+1)/1000)+VLOOKUP($B$6,$A$25:$E$51,5)),VLOOKUP($B$6,$A$25:$E$51,IF($B$8=$A$22,3,2)))","v":{"$error":"#REF!"}},null,{"$f":"S218+1/12","v":56.166666666667126},{"$f":"VLOOKUP($S219,P_All!$X$5:$AS$245,3*($C$8-1)+2)","v":12151},{"$f":"VLOOKUP($S219,P_All!$X$5:$AS$245,3*($C$8-1)+3)","v":14074},{"$f":"VLOOKUP($S219,P_All!$X$5:$AS$245,3*($C$8-1)+4)","v":20817},{"$f":"IF(ISNA(VLOOKUP($B$6,$A$25:$E$52,IF($B$8=$A$22,3,2))),EXP(VLOOKUP($B$6,$A$25:$E$52,4)*LN(VLOOKUP($S219,#REF!,$C$8+1)/1000)+VLOOKUP($B$6,$A$25:$E$52,5)),VLOOKUP($B$6,$A$25:$E$52,IF($B$8=$A$22,3,2)))","v":{"$error":"#REF!"}}]
[null,null,null,null,null,null,null,195,{"$f":"VLOOKUP($H220,P_All!$A$5:$D$205,3*($C$8-1)+2)","v":17757},{"$f":"VLOOKUP($H220,P_All!$A$5:$D$205,3*($C$8-1)+3)","v":20307},{"$f":"VLOOKUP($H220,P_All!$A$5:$D$205,3*($C$8-1)+4)","v":23844},{"$f":"IF(ISNA(VLOOKUP($B$6,$A$25:$E$51,IF($B$8=$A$22,3,2))),EXP(VLOOKUP($B$6,$A$25:$E$51,4)*LN(VLOOKUP($H220,#REF!,$C$8+1)/1000)+VLOOKUP($B$6,$A$25:$E$51,5)),VLOOKUP($B$6,$A$25:$E$51,IF($B$8=$A$22,3,2)))","v":{"$error":"#REF!"}},195,{"$f":"VLOOKUP($H220,Other_All!$A$5:$D$205,3*($C$8-1)+2)","v":17354},{"$f":"VLOOKUP($H220,Other_All!$A$5:$D$205,3*($C$8-1)+3)","v":19641},{"$f":"VLOOKUP($H220,Other_All!$A$5:$D$205,3*($C$8-1)+4)","v":22428},{"$f":"IF(ISNA(VLOOKUP($B$6,$A$25:$E$51,IF($B$8=$A$22,3,2))),EXP(VLOOKUP($B$6,$A$25:$E$51,4)*LN(VLOOKUP($H220,#REF!,$C$8+1)/1000)+VLOOKUP($B$6,$A$25:$E$51,5)),VLOOKUP($B$6,$A$25:$E$51,IF($B$8=$A$22,3,2)))","v":{"$error":"#REF!"}},null,56.250000000000462,{"$f":"VLOOKUP($S220,P_All!$X$5:$AS$245,3*($C$8-1)+2)","v":12243},{"$f":"VLOOKUP($S220,P_All!$X$5:$AS$245,3*($C$8-1)+3)","v":14234},{"$f":"VLOOKUP($S220,P_All!$X$5:$AS$245,3*($C$8-1)+4)","v":20916},{"$f":"IF(ISNA(VLOOKUP($B$6,$A$25:$E$52,IF($B$8=$A$22,3,2))),EXP(VLOOKUP($B$6,$A$25:$E$52,4)*LN(VLOOKUP($S220,#REF!,$C$8+1)/1000)+VLOOKUP($B$6,$A$25:$E$52,5)),VLOOKUP($B$6,$A$25:$E$52,IF($B$8=$A$22,3,2)))","v":{"$error":"#REF!"}}]
[null,null,null,null,null,null,null,196,{"$f":"VLOOKUP($H221,P_All!$A$5:$D$205,3*($C$8-1)+2)","v":17617},{"$f":"VLOOKUP($H221,P_All!$A$5:$D$205,3*($C$8-1)+3)","v":20278},{"$f":"VLOOKUP($H221,P_All!$A$5:$D$205,3*($C$8-1)+4)","v":23781},{"$f":"IF(ISNA(VLOOKUP($B$6,$A$25:$E$51,IF($B$8=$A$22,3,2))),EXP(VLOOKUP($B$6,$A$25:$E$51,4)*LN(VLOOKUP($H221,#REF!,$C$8+1)/1000)+VLOOKUP($B$6,$A$25:$E$51,5)),VLOOKUP($B$6,$A$25:$E$51,IF($B$8=$A$22,3,2)))","v":{"$error":"#REF!"}},196,{"$f":"VLOOKUP($H221,Other_All!$A$5:$D$205,3*($C$8-1)+2)","v":17223},{"$f":"VLOOKUP($H221,Other_All!$A$5:$D$205,3*($C$8-1)+3)","v":19643},{"$f":"VLOOKUP($H221,Other_All!$A$5:$D$205,3*($C$8-1)+4)","v":22213},{"$f":"IF(ISNA(VLOOKUP($B$6,$A$25:$E$51,IF($B$8=$A$22,3,2))),EXP(VLOOKUP($B$6,$A$25:$E$51,4)*LN(VLOOKUP($H221,#REF!,$C$8+1)/1000)+VLOOKUP($B$6,$A$25:$E$51,5)),VLOOKUP($B$6,$A$25:$E$51,IF($B$8=$A$22,3,2)))","v":{"$error":"#REF!"}},null,56.333333333333798,{"$f":"VLOOKUP($S221,P_All!$X$5:$AS$245,3*($C$8-1)+2)","v":12297},{"$f":"VLOOKUP($S221,P_All!$X$5:$AS$245,3*($C$8-1)+3)","v":14532},{"$f":"VLOOKUP($S221,P_All!$X$5:$AS$245,3*($C$8-1)+4)","v":21073},{"$f":"IF(ISNA(VLOOKUP($B$6,$A$25:$E$52,IF($B$8=$A$22,3,2))),EXP(VLOOKUP($B$6,$A$25:$E$52,4)*LN(VLOOKUP($S221,#REF!,$C$8+1)/1000)+VLOOKUP($B$6,$A$25:$E$52,5)),VLOOKUP($B$6,$A$25:$E$52,IF($B$8=$A$22,3,2)))","v":{"$error":"#REF!"}}]
[null,null,null,null,null,null,null,197,{"$f":"VLOOKUP($H222,P_All!$A$5:$D$205,3*($C$8-1)+2)","v":17695},{"$f":"VLOOKUP($H222,P_All!$A$5:$D$205,3*($C$8-1)+3)","v":20303},{"$f":"VLOOKUP($H222,P_All!$A$5:$D$205,3*($C$8-1)+4)","v":23488},{"$f":"IF(ISNA(VLOOKUP($B$6,$A$25:$E$51,IF($B$8=$A$22,3,2))),EXP(VLOOKUP($B$6,$A$25:$E$51,4)*LN(VLOOKUP($H222,#REF!,$C$8+1)/1000)+VLOOKUP($B$6,$A$25:$E$51,5)),VLOOKUP($B$6,$A$25:$E$51,IF($B$8=$A$22,3,2)))","v":{"$error":"#REF!"}},197,{"$f":"VLOOKUP($H222,Other_All!$A$5:$D$205,3*($C$8-1)+2)","v":17312},{"$f":"VLOOKUP($H222,Other_All!$A$5:$D$205,3*($C$8-1)+3)","v":19518},{"$f":"VLOOKUP($H222,Other_All!$A$5:$D$205,3*($C$8-1)+4)","v":22277},{"$f":"IF(ISNA(VLOOKUP($B$6,$A$25:$E$51,IF($B$8=$A$22,3,2))),EXP(VLOOKUP($B$6,$A$25:$E$51,4)*LN(VLOOKUP($H222,#REF!,$C$8+1)/1000)+VLOOKUP($B$6,$A$25:$E$51,5)),VLOOKUP($B$6,$A$25:$E$51,IF($B$8=$A$22,3,2)))","v":{"$error":"#REF!"}},null,56.416666666667133,{"$f":"VLOOKUP($S222,P_All!$X$5:$AS$245,3*($C$8-1)+2)","v":12298},{"$f":"VLOOKUP($S222,P_All!$X$5:$AS$245,3*($C$8-1)+3)","v":14604},{"$f":"VLOOKUP($S222,P_All!$X$5:$AS$245,3*($C$8-1)+4)","v":21073},{"$f":"IF(ISNA(VLOOKUP($B$6,$A$25:$E$52,IF($B$8=$A$22,3,2))),EXP(VLOOKUP($B$6,$A$25:$E$52,4)*LN(VLOOKUP($S222,#REF!,$C$8+1)/1000)+VLOOKUP($B$6,$A$25:$E$52,5)),VLOOKUP($B$6,$A$25:$E$52,IF($B$8=$A$22,3,2)))","v":{"$error":"#REF!"}}]
[null,null,null,null,null,null,null,198,{"$f":"VLOOKUP($H223,P_All!$A$5:$D$205,3*($C$8-1)+2)","v":17716},{"$f":"VLOOKUP($H223,P_All!$A$5:$D$205,3*($C$8-1)+3)","v":20440},{"$f":"VLOOKUP($H223,P_All!$A$5:$D$205,3*($C$8-1)+4)","v":23911},{"$f":"IF(ISNA(VLOOKUP($B$6,$A$25:$E$51,IF($B$8=$A$22,3,2))),EXP(VLOOKUP($B$6,$A$25:$E$51,4)*LN(VLOOKUP($H223,#REF!,$C$8+1)/1000)+VLOOKUP($B$6,$A$25:$E$51,5)),VLOOKUP($B$6,$A$25:$E$51,IF($B$8=$A$22,3,2)))","v":{"$error":"#REF!"}},198,{"$f":"VLOOKUP($H223,Other_All!$A$5:$D$205,3*($C$8-1)+2)","v":17440},{"$f":"VLOOKUP($H223,Other_All!$A$5:$D$205,3*($C$8-1)+3)","v":19552},{"$f":"VLOOKUP($H223,Other_All!$A$5:$D$205,3*($C$8-1)+4)","v":22553},{"$f":"IF(ISNA(VLOOKUP($B$6,$A$25:$E$51,IF($B$8=$A$22,3,2))),EXP(VLOOKUP($B$6,$A$25:$E$51,4)*LN(VLOOKUP($H223,#REF!,$C$8+1)/1000)+VLOOKUP($B$6,$A$25:$E$51,5)),VLOOKUP($B$6,$A$25:$E$51,IF($B$8=$A$22,3,2)))","v":{"$error":"#REF!"}},null,56.500000000000469,{"$f":"VLOOKUP($S223,P_All!$X$5:$AS$245,3*($C$8-1)+2)","v":12180},{"$f":"VLOOKUP($S223,P_All!$X$5:$AS$245,3*($C$8-1)+3)","v":14631},{"$f":"VLOOKUP($S223,P_All!$X$5:$AS$245,3*($C$8-1)+4)","v":20856},{"$f":"IF(ISNA(VLOOKUP($B$6,$A$25:$E$52,IF($B$8=$A$22,3,2))),EXP(VLOOKUP($B$6,$A$25:$E$52,4)*LN(VLOOKUP($S223,#REF!,$C$8+1)/1000)+VLOOKUP($B$6,$A$25:$E$52,5)),VLOOKUP($B$6,$A$25:$E$52,IF($B$8=$A$22,3,2)))","v":{"$error":"#REF!"}}]
[null,null,null,null,null,null,null,199,{"$f":"VLOOKUP($H224,P_All!$A$5:$D$205,3*($C$8-1)+2)","v":17771},{"$f":"VLOOKUP($H224,P_All!$A$5:$D$205,3*($C$8-1)+3)","v":20435},{"$f":"VLOOKUP($H224,P_All!$A$5:$D$205,3*($C$8-1)+4)","v":23750},{"$f":"IF(ISNA(VLOOKUP($B$6,$A$25:$E$51,IF($B$8=$A$22,3,2))),EXP(VLOOKUP($B$6,$A$25:$E$51,4)*LN(VLOOKUP($H224,#REF!,$C$8+1)/1000)+VLOOKUP($B$6,$A$25:$E$51,5)),VLOOKUP($B$6,$A$25:$E$51,IF($B$8=$A$22,3,2)))","v":{"$error":"#REF!"}},199,{"$f":"VLOOKUP($H224,Other_All!$A$5:$D$205,3*($C$8-1)+2)","v":17425},{"$f":"VLOOKUP($H224,Other_All!$A$5:$D$205,3*($C$8-1)+3)","v":19593},{"$f":"VLOOKUP($H224,Other_All!$A$5:$D$205,3*($C$8-1)+4)","v":22322},{"$f":"IF(ISNA(VLOOKUP($B$6,$A$25:$E$51,IF($B$8=$A$22,3,2))),EXP(VLOOKUP($B$6,$A$25:$E$51,4)*LN(VLOOKUP($H224,#REF!,$C$8+1)/1000)+VLOOKUP($B$6,$A$25:$E$51,5)),VLOOKUP($B$6,$A$25:$E$51,IF($B$8=$A$22,3,2)))","v":{"$error":"#REF!"}},null,56.583333333333805,{"$f":"VLOOKUP($S224,P_All!$X$5:$AS$245,3*($C$8-1)+2)","v":12137},{"$f":"VLOOKUP($S224,P_All!$X$5:$AS$245,3*($C$8-1)+3)","v":14751},{"$f":"VLOOKUP($S224,P_All!$X$5:$AS$245,3*($C$8-1)+4)","v":20984},{"$f":"IF(ISNA(VLOOKUP($B$6,$A$25:$E$52,IF($B$8=$A$22,3,2))),EXP(VLOOKUP($B$6,$A$25:$E$52,4)*LN(VLOOKUP($S224,#REF!,$C$8+1)/1000)+VLOOKUP($B$6,$A$25:$E$52,5)),VLOOKUP($B$6,$A$25:$E$52,IF($B$8=$A$22,3,2)))","v":{"$error":"#REF!"}}]
[null,null,null,null,null,null,null,null,null,null,null,null,null,null,null,null,null,null,56.66666666666714,{"$f":"VLOOKUP($S225,P_All!$X$5:$AS$245,3*($C$8-1)+2)","v":12163},{"$f":"VLOOKUP($S225,P_All!$X$5:$AS$245,3*($C$8-1)+3)","v":14736},{"$f":"VLOOKUP($S225,P_All!$X$5:$AS$245,3*($C$8-1)+4)","v":20950},{"$f":"IF(ISNA(VLOOKUP($B$6,$A$25:$E$52,IF($B$8=$A$22,3,2))),EXP(VLOOKUP($B$6,$A$25:$E$52,4)*LN(VLOOKUP($S225,#REF!,$C$8+1)/1000)+VLOOKUP($B$6,$A$25:$E$52,5)),VLOOKUP($B$6,$A$25:$E$52,IF($B$8=$A$22,3,2)))","v":{"$error":"#REF!"}}]
[null,null,null,null,null,null,null,null,null,null,null,null,null,null,null,null,null,null,56.750000000000476,{"$f":"VLOOKUP($S226,P_All!$X$5:$AS$245,3*($C$8-1)+2)","v":12086},{"$f":"VLOOKUP($S226,P_All!$X$5:$AS$245,3*($C$8-1)+3)","v":14696},{"$f":"VLOOKUP($S226,P_All!$X$5:$AS$245,3*($C$8-1)+4)","v":20814},{"$f":"IF(ISNA(VLOOKUP($B$6,$A$25:$E$52,IF($B$8=$A$22,3,2))),EXP(VLOOKUP($B$6,$A$25:$E$52,4)*LN(VLOOKUP($S226,#REF!,$C$8+1)/1000)+VLOOKUP($B$6,$A$25:$E$52,5)),VLOOKUP($B$6,$A$25:$E$52,IF($B$8=$A$22,3,2)))","v":{"$error":"#REF!"}}]
[null,null,null,null,null,null,null,null,null,null,null,null,null,null,null,null,null,null,56.833333333333812,{"$f":"VLOOKUP($S227,P_All!$X$5:$AS$245,3*($C$8-1)+2)","v":12069},{"$f":"VLOOKUP($S227,P_All!$X$5:$AS$245,3*($C$8-1)+3)","v":14758},{"$f":"VLOOKUP($S227,P_All!$X$5:$AS$245,3*($C$8-1)+4)","v":20739},{"$f":"IF(ISNA(VLOOKUP($B$6,$A$25:$E$52,IF($B$8=$A$22,3,2))),EXP(VLOOKUP($B$6,$A$25:$E$52,4)*LN(VLOOKUP($S227,#REF!,$C$8+1)/1000)+VLOOKUP($B$6,$A$25:$E$52,5)),VLOOKUP($B$6,$A$25:$E$52,IF($B$8=$A$22,3,2)))","v":{"$error":"#REF!"}}]
[null,null,null,null,null,null,null,null,null,null,null,null,null,null,null,null,null,null,56.916666666667147,{"$f":"VLOOKUP($S228,P_All!$X$5:$AS$245,3*($C$8-1)+2)","v":12066},{"$f":"VLOOKUP($S228,P_All!$X$5:$AS$245,3*($C$8-1)+3)","v":14860},{"$f":"VLOOKUP($S228,P_All!$X$5:$AS$245,3*($C$8-1)+4)","v":20744},{"$f":"IF(ISNA(VLOOKUP($B$6,$A$25:$E$52,IF($B$8=$A$22,3,2))),EXP(VLOOKUP($B$6,$A$25:$E$52,4)*LN(VLOOKUP($S228,#REF!,$C$8+1)/1000)+VLOOKUP($B$6,$A$25:$E$52,5)),VLOOKUP($B$6,$A$25:$E$52,IF($B$8=$A$22,3,2)))","v":{"$error":"#REF!"}}]
[null,null,null,null,null,null,null,null,null,null,null,null,null,null,null,null,null,null,57.000000000000483,{"$f":"VLOOKUP($S229,P_All!$X$5:$AS$245,3*($C$8-1)+2)","v":12079},{"$f":"VLOOKUP($S229,P_All!$X$5:$AS$245,3*($C$8-1)+3)","v":14933},{"$f":"VLOOKUP($S229,P_All!$X$5:$AS$245,3*($C$8-1)+4)","v":20783},{"$f":"IF(ISNA(VLOOKUP($B$6,$A$25:$E$52,IF($B$8=$A$22,3,2))),EXP(VLOOKUP($B$6,$A$25:$E$52,4)*LN(VLOOKUP($S229,#REF!,$C$8+1)/1000)+VLOOKUP($B$6,$A$25:$E$52,5)),VLOOKUP($B$6,$A$25:$E$52,IF($B$8=$A$22,3,2)))","v":{"$error":"#REF!"}}]
[null,null,null,null,null,null,null,null,null,null,null,null,null,null,null,null,null,null,57.083333333333819,{"$f":"VLOOKUP($S230,P_All!$X$5:$AS$245,3*($C$8-1)+2)","v":12077},{"$f":"VLOOKUP($S230,P_All!$X$5:$AS$245,3*($C$8-1)+3)","v":15043},{"$f":"VLOOKUP($S230,P_All!$X$5:$AS$245,3*($C$8-1)+4)","v":20831},{"$f":"IF(ISNA(VLOOKUP($B$6,$A$25:$E$52,IF($B$8=$A$22,3,2))),EXP(VLOOKUP($B$6,$A$25:$E$52,4)*LN(VLOOKUP($S230,#REF!,$C$8+1)/1000)+VLOOKUP($B$6,$A$25:$E$52,5)),VLOOKUP($B$6,$A$25:$E$52,IF($B$8=$A$22,3,2)))","v":{"$error":"#REF!"}}]
[null,null,null,null,null,null,null,null,null,null,null,null,null,null,null,null,null,null,57.166666666667155,{"$f":"VLOOKUP($S231,P_All!$X$5:$AS$245,3*($C$8-1)+2)","v":12120},{"$f":"VLOOKUP($S231,P_All!$X$5:$AS$245,3*($C$8-1)+3)","v":15169},{"$f":"VLOOKUP($S231,P_All!$X$5:$AS$245,3*($C$8-1)+4)","v":20903},{"$f":"IF(ISNA(VLOOKUP($B$6,$A$25:$E$52,IF($B$8=$A$22,3,2))),EXP(VLOOKUP($B$6,$A$25:$E$52,4)*LN(VLOOKUP($S231,#REF!,$C$8+1)/1000)+VLOOKUP($B$6,$A$25:$E$52,5)),VLOOKUP($B$6,$A$25:$E$52,IF($B$8=$A$22,3,2)))","v":{"$error":"#REF!"}}]
[null,null,null,null,null,null,null,null,null,null,null,null,null,null,null,null,null,null,57.25000000000049,{"$f":"VLOOKUP($S232,P_All!$X$5:$AS$245,3*($C$8-1)+2)","v":12171},{"$f":"VLOOKUP($S232,P_All!$X$5:$AS$245,3*($C$8-1)+3)","v":15316},{"$f":"VLOOKUP($S232,P_All!$X$5:$AS$245,3*($C$8-1)+4)","v":21031},{"$f":"IF(ISNA(VLOOKUP($B$6,$A$25:$E$52,IF($B$8=$A$22,3,2))),EXP(VLOOKUP($B$6,$A$25:$E$52,4)*LN(VLOOKUP($S232,#REF!,$C$8+1)/1000)+VLOOKUP($B$6,$A$25:$E$52,5)),VLOOKUP($B$6,$A$25:$E$52,IF($B$8=$A$22,3,2)))","v":{"$error":"#REF!"}}]
[null,null,null,null,null,null,null,null,null,null,null,null,null,null,null,null,null,null,57.333333333333826,{"$f":"VLOOKUP($S233,P_All!$X$5:$AS$245,3*($C$8-1)+2)","v":12246},{"$f":"VLOOKUP($S233,P_All!$X$5:$AS$245,3*($C$8-1)+3)","v":15535},{"$f":"VLOOKUP($S233,P_All!$X$5:$AS$245,3*($C$8-1)+4)","v":21269},{"$f":"IF(ISNA(VLOOKUP($B$6,$A$25:$E$52,IF($B$8=$A$22,3,2))),EXP(VLOOKUP($B$6,$A$25:$E$52,4)*LN(VLOOKUP($S233,#REF!,$C$8+1)/1000)+VLOOKUP($B$6,$A$25:$E$52,5)),VLOOKUP($B$6,$A$25:$E$52,IF($B$8=$A$22,3,2)))","v":{"$error":"#REF!"}}]
[null,null,null,null,null,null,null,null,null,null,null,null,null,null,null,null,null,null,57.416666666667162,{"$f":"VLOOKUP($S234,P_All!$X$5:$AS$245,3*($C$8-1)+2)","v":12212},{"$f":"VLOOKUP($S234,P_All!$X$5:$AS$245,3*($C$8-1)+3)","v":15652},{"$f":"VLOOKUP($S234,P_All!$X$5:$AS$245,3*($C$8-1)+4)","v":21184},{"$f":"IF(ISNA(VLOOKUP($B$6,$A$25:$E$52,IF($B$8=$A$22,3,2))),EXP(VLOOKUP($B$6,$A$25:$E$52,4)*LN(VLOOKUP($S234,#REF!,$C$8+1)/1000)+VLOOKUP($B$6,$A$25:$E$52,5)),VLOOKUP($B$6,$A$25:$E$52,IF($B$8=$A$22,3,2)))","v":{"$error":"#REF!"}}]
[null,null,null,null,null,null,null,null,null,null,null,null,null,null,null,null,null,null,57.500000000000497,{"$f":"VLOOKUP($S235,P_All!$X$5:$AS$245,3*($C$8-1)+2)","v":12094},{"$f":"VLOOKUP($S235,P_All!$X$5:$AS$245,3*($C$8-1)+3)","v":15560},{"$f":"VLOOKUP($S235,P_All!$X$5:$AS$245,3*($C$8-1)+4)","v":21062},{"$f":"IF(ISNA(VLOOKUP($B$6,$A$25:$E$52,IF($B$8=$A$22,3,2))),EXP(VLOOKUP($B$6,$A$25:$E$52,4)*LN(VLOOKUP($S235,#REF!,$C$8+1)/1000)+VLOOKUP($B$6,$A$25:$E$52,5)),VLOOKUP($B$6,$A$25:$E$52,IF($B$8=$A$22,3,2)))","v":{"$error":"#REF!"}}]
[null,null,null,null,null,null,null,null,null,null,null,null,null,null,null,null,null,null,57.583333333333833,{"$f":"VLOOKUP($S236,P_All!$X$5:$AS$245,3*($C$8-1)+2)","v":12042},{"$f":"VLOOKUP($S236,P_All!$X$5:$AS$245,3*($C$8-1)+3)","v":15599},{"$f":"VLOOKUP($S236,P_All!$X$5:$AS$245,3*($C$8-1)+4)","v":21119},{"$f":"IF(ISNA(VLOOKUP($B$6,$A$25:$E$52,IF($B$8=$A$22,3,2))),EXP(VLOOKUP($B$6,$A$25:$E$52,4)*LN(VLOOKUP($S236,#REF!,$C$8+1)/1000)+VLOOKUP($B$6,$A$25:$E$52,5)),VLOOKUP($B$6,$A$25:$E$52,IF($B$8=$A$22,3,2)))","v":{"$error":"#REF!"}}]
[null,null,null,null,null,null,null,null,null,null,null,null,null,null,null,null,null,null,57.666666666667169,{"$f":"VLOOKUP($S237,P_All!$X$5:$AS$245,3*($C$8-1)+2)","v":12061},{"$f":"VLOOKUP($S237,P_All!$X$5:$AS$245,3*($C$8-1)+3)","v":15731},{"$f":"VLOOKUP($S237,P_All!$X$5:$AS$245,3*($C$8-1)+4)","v":21104},{"$f":"IF(ISNA(VLOOKUP($B$6,$A$25:$E$52,IF($B$8=$A$22,3,2))),EXP(VLOOKUP($B$6,$A$25:$E$52,4)*LN(VLOOKUP($S237,#REF!,$C$8+1)/1000)+VLOOKUP($B$6,$A$25:$E$52,5)),VLOOKUP($B$6,$A$25:$E$52,IF($B$8=$A$22,3,2)))","v":{"$error":"#REF!"}}]
[null,null,null,null,null,null,null,null,null,null,null,null,null,null,null,null,null,null,57.750000000000504,{"$f":"VLOOKUP($S238,P_All!$X$5:$AS$245,3*($C$8-1)+2)","v":12003},{"$f":"VLOOKUP($S238,P_All!$X$5:$AS$245,3*($C$8-1)+3)","v":15671},{"$f":"VLOOKUP($S238,P_All!$X$5:$AS$245,3*($C$8-1)+4)","v":20982},{"$f":"IF(ISNA(VLOOKUP($B$6,$A$25:$E$52,IF($B$8=$A$22,3,2))),EXP(VLOOKUP($B$6,$A$25:$E$52,4)*LN(VLOOKUP($S238,#REF!,$C$8+1)/1000)+VLOOKUP($B$6,$A$25:$E$52,5)),VLOOKUP($B$6,$A$25:$E$52,IF($B$8=$A$22,3,2)))","v":{"$error":"#REF!"}}]
[null,null,null,null,null,null,null,null,null,null,null,null,null,null,null,null,null,null,57.83333333333384,{"$f":"VLOOKUP($S239,P_All!$X$5:$AS$245,3*($C$8-1)+2)","v":11963},{"$f":"VLOOKUP($S239,P_All!$X$5:$AS$245,3*($C$8-1)+3)","v":15645},{"$f":"VLOOKUP($S239,P_All!$X$5:$AS$245,3*($C$8-1)+4)","v":20878},{"$f":"IF(ISNA(VLOOKUP($B$6,$A$25:$E$52,IF($B$8=$A$22,3,2))),EXP(VLOOKUP($B$6,$A$25:$E$52,4)*LN(VLOOKUP($S239,#REF!,$C$8+1)/1000)+VLOOKUP($B$6,$A$25:$E$52,5)),VLOOKUP($B$6,$A$25:$E$52,IF($B$8=$A$22,3,2)))","v":{"$error":"#REF!"}}]
[null,null,null,null,null,null,null,null,null,null,null,null,null,null,null,null,null,null,57.916666666667176,{"$f":"VLOOKUP($S240,P_All!$X$5:$AS$245,3*($C$8-1)+2)","v":11962},{"$f":"VLOOKUP($S240,P_All!$X$5:$AS$245,3*($C$8-1)+3)","v":15684},{"$f":"VLOOKUP($S240,P_All!$X$5:$AS$245,3*($C$8-1)+4)","v":20888},{"$f":"IF(ISNA(VLOOKUP($B$6,$A$25:$E$52,IF($B$8=$A$22,3,2))),EXP(VLOOKUP($B$6,$A$25:$E$52,4)*LN(VLOOKUP($S240,#REF!,$C$8+1)/1000)+VLOOKUP($B$6,$A$25:$E$52,5)),VLOOKUP($B$6,$A$25:$E$52,IF($B$8=$A$22,3,2)))","v":{"$error":"#REF!"}}]
[null,null,null,null,null,null,null,null,null,null,null,null,null,null,null,null,null,null,58.000000000000512,{"$f":"VLOOKUP($S241,P_All!$X$5:$AS$245,3*($C$8-1)+2)","v":11967},{"$f":"VLOOKUP($S241,P_All!$X$5:$AS$245,3*($C$8-1)+3)","v":15739},{"$f":"VLOOKUP($S241,P_All!$X$5:$AS$245,3*($C$8-1)+4)","v":20918},{"$f":"IF(ISNA(VLOOKUP($B$6,$A$25:$E$52,IF($B$8=$A$22,3,2))),EXP(VLOOKUP($B$6,$A$25:$E$52,4)*LN(VLOOKUP($S241,#REF!,$C$8+1)/1000)+VLOOKUP($B$6,$A$25:$E$52,5)),VLOOKUP($B$6,$A$25:$E$52,IF($B$8=$A$22,3,2)))","v":{"$error":"#REF!"}}]
[null,null,null,null,null,null,null,null,null,null,null,null,null,null,null,null,null,null,58.083333333333847,{"$f":"VLOOKUP($S242,P_All!$X$5:$AS$245,3*($C$8-1)+2)","v":11991},{"$f":"VLOOKUP($S242,P_All!$X$5:$AS$245,3*($C$8-1)+3)","v":15841},{"$f":"VLOOKUP($S242,P_All!$X$5:$AS$245,3*($C$8-1)+4)","v":20948},{"$f":"IF(ISNA(VLOOKUP($B$6,$A$25:$E$52,IF($B$8=$A$22,3,2))),EXP(VLOOKUP($B$6,$A$25:$E$52,4)*LN(VLOOKUP($S242,#REF!,$C$8+1)/1000)+VLOOKUP($B$6,$A$25:$E$52,5)),VLOOKUP($B$6,$A$25:$E$52,IF($B$8=$A$22,3,2)))","v":{"$error":"#REF!"}}]
[null,null,null,null,null,null,null,null,null,null,null,null,null,null,null,null,null,null,58.166666666667183,{"$f":"VLOOKUP($S243,P_All!$X$5:$AS$245,3*($C$8-1)+2)","v":12036},{"$f":"VLOOKUP($S243,P_All!$X$5:$AS$245,3*($C$8-1)+3)","v":15975},{"$f":"VLOOKUP($S243,P_All!$X$5:$AS$245,3*($C$8-1)+4)","v":20994},{"$f":"IF(ISNA(VLOOKUP($B$6,$A$25:$E$52,IF($B$8=$A$22,3,2))),EXP(VLOOKUP($B$6,$A$25:$E$52,4)*LN(VLOOKUP($S243,#REF!,$C$8+1)/1000)+VLOOKUP($B$6,$A$25:$E$52,5)),VLOOKUP($B$6,$A$25:$E$52,IF($B$8=$A$22,3,2)))","v":{"$error":"#REF!"}}]
[null,null,null,null,null,null,null,null,null,null,null,null,null,null,null,null,null,null,58.250000000000519,{"$f":"VLOOKUP($S244,P_All!$X$5:$AS$245,3*($C$8-1)+2)","v":12118},{"$f":"VLOOKUP($S244,P_All!$X$5:$AS$245,3*($C$8-1)+3)","v":16106},{"$f":"VLOOKUP($S244,P_All!$X$5:$AS$245,3*($C$8-1)+4)","v":21092},{"$f":"IF(ISNA(VLOOKUP($B$6,$A$25:$E$52,IF($B$8=$A$22,3,2))),EXP(VLOOKUP($B$6,$A$25:$E$52,4)*LN(VLOOKUP($S244,#REF!,$C$8+1)/1000)+VLOOKUP($B$6,$A$25:$E$52,5)),VLOOKUP($B$6,$A$25:$E$52,IF($B$8=$A$22,3,2)))","v":{"$error":"#REF!"}}]
[null,null,null,null,null,null,null,null,null,null,null,null,null,null,null,null,null,null,58.333333333333854,{"$f":"VLOOKUP($S245,P_All!$X$5:$AS$245,3*($C$8-1)+2)","v":12204},{"$f":"VLOOKUP($S245,P_All!$X$5:$AS$245,3*($C$8-1)+3)","v":16319},{"$f":"VLOOKUP($S245,P_All!$X$5:$AS$245,3*($C$8-1)+4)","v":21424},{"$f":"IF(ISNA(VLOOKUP($B$6,$A$25:$E$52,IF($B$8=$A$22,3,2))),EXP(VLOOKUP($B$6,$A$25:$E$52,4)*LN(VLOOKUP($S245,#REF!,$C$8+1)/1000)+VLOOKUP($B$6,$A$25:$E$52,5)),VLOOKUP($B$6,$A$25:$E$52,IF($B$8=$A$22,3,2)))","v":{"$error":"#REF!"}}]
[null,null,null,null,null,null,null,null,null,null,null,null,null,null,null,null,null,null,58.41666666666719,{"$f":"VLOOKUP($S246,P_All!$X$5:$AS$245,3*($C$8-1)+2)","v":12182},{"$f":"VLOOKUP($S246,P_All!$X$5:$AS$245,3*($C$8-1)+3)","v":16341},{"$f":"VLOOKUP($S246,P_All!$X$5:$AS$245,3*($C$8-1)+4)","v":21331},{"$f":"IF(ISNA(VLOOKUP($B$6,$A$25:$E$52,IF($B$8=$A$22,3,2))),EXP(VLOOKUP($B$6,$A$25:$E$52,4)*LN(VLOOKUP($S246,#REF!,$C$8+1)/1000)+VLOOKUP($B$6,$A$25:$E$52,5)),VLOOKUP($B$6,$A$25:$E$52,IF($B$8=$A$22,3,2)))","v":{"$error":"#REF!"}}]
[null,null,null,null,null,null,null,null,null,null,null,null,null,null,null,null,null,null,58.500000000000526,{"$f":"VLOOKUP($S247,P_All!$X$5:$AS$245,3*($C$8-1)+2)","v":12090},{"$f":"VLOOKUP($S247,P_All!$X$5:$AS$245,3*($C$8-1)+3)","v":16150},{"$f":"VLOOKUP($S247,P_All!$X$5:$AS$245,3*($C$8-1)+4)","v":21183},{"$f":"IF(ISNA(VLOOKUP($B$6,$A$25:$E$52,IF($B$8=$A$22,3,2))),EXP(VLOOKUP($B$6,$A$25:$E$52,4)*LN(VLOOKUP($S247,#REF!,$C$8+1)/1000)+VLOOKUP($B$6,$A$25:$E$52,5)),VLOOKUP($B$6,$A$25:$E$52,IF($B$8=$A$22,3,2)))","v":{"$error":"#REF!"}}]
[null,null,null,null,null,null,null,null,null,null,null,null,null,null,null,null,null,null,58.583333333333862,{"$f":"VLOOKUP($S248,P_All!$X$5:$AS$245,3*($C$8-1)+2)","v":12056},{"$f":"VLOOKUP($S248,P_All!$X$5:$AS$245,3*($C$8-1)+3)","v":16167},{"$f":"VLOOKUP($S248,P_All!$X$5:$AS$245,3*($C$8-1)+4)","v":21268},{"$f":"IF(ISNA(VLOOKUP($B$6,$A$25:$E$52,IF($B$8=$A$22,3,2))),EXP(VLOOKUP($B$6,$A$25:$E$52,4)*LN(VLOOKUP($S248,#REF!,$C$8+1)/1000)+VLOOKUP($B$6,$A$25:$E$52,5)),VLOOKUP($B$6,$A$25:$E$52,IF($B$8=$A$22,3,2)))","v":{"$error":"#REF!"}}]
[null,null,null,null,null,null,null,null,null,null,null,null,null,null,null,null,null,null,58.666666666667197,{"$f":"VLOOKUP($S249,P_All!$X$5:$AS$245,3*($C$8-1)+2)","v":12095},{"$f":"VLOOKUP($S249,P_All!$X$5:$AS$245,3*($C$8-1)+3)","v":16288},{"$f":"VLOOKUP($S249,P_All!$X$5:$AS$245,3*($C$8-1)+4)","v":21339},{"$f":"IF(ISNA(VLOOKUP($B$6,$A$25:$E$52,IF($B$8=$A$22,3,2))),EXP(VLOOKUP($B$6,$A$25:$E$52,4)*LN(VLOOKUP($S249,#REF!,$C$8+1)/1000)+VLOOKUP($B$6,$A$25:$E$52,5)),VLOOKUP($B$6,$A$25:$E$52,IF($B$8=$A$22,3,2)))","v":{"$error":"#REF!"}}]
[null,null,null,null,null,null,null,null,null,null,null,null,null,null,null,null,null,null,58.750000000000533,{"$f":"VLOOKUP($S250,P_All!$X$5:$AS$245,3*($C$8-1)+2)","v":12028},{"$f":"VLOOKUP($S250,P_All!$X$5:$AS$245,3*($C$8-1)+3)","v":16213},{"$f":"VLOOKUP($S250,P_All!$X$5:$AS$245,3*($C$8-1)+4)","v":21247},{"$f":"IF(ISNA(VLOOKUP($B$6,$A$25:$E$52,IF($B$8=$A$22,3,2))),EXP(VLOOKUP($B$6,$A$25:$E$52,4)*LN(VLOOKUP($S250,#REF!,$C$8+1)/1000)+VLOOKUP($B$6,$A$25:$E$52,5)),VLOOKUP($B$6,$A$25:$E$52,IF($B$8=$A$22,3,2)))","v":{"$error":"#REF!"}}]
[null,null,null,null,null,null,null,null,null,null,null,null,null,null,null,null,null,null,58.833333333333869,{"$f":"VLOOKUP($S251,P_All!$X$5:$AS$245,3*($C$8-1)+2)","v":12038},{"$f":"VLOOKUP($S251,P_All!$X$5:$AS$245,3*($C$8-1)+3)","v":16198},{"$f":"VLOOKUP($S251,P_All!$X$5:$AS$245,3*($C$8-1)+4)","v":21295},{"$f":"IF(ISNA(VLOOKUP($B$6,$A$25:$E$52,IF($B$8=$A$22,3,2))),EXP(VLOOKUP($B$6,$A$25:$E$52,4)*LN(VLOOKUP($S251,#REF!,$C$8+1)/1000)+VLOOKUP($B$6,$A$25:$E$52,5)),VLOOKUP($B$6,$A$25:$E$52,IF($B$8=$A$22,3,2)))","v":{"$error":"#REF!"}}]
[null,null,null,null,null,null,null,null,null,null,null,null,null,null,null,null,null,null,58.916666666667204,{"$f":"VLOOKUP($S252,P_All!$X$5:$AS$245,3*($C$8-1)+2)","v":12057},{"$f":"VLOOKUP($S252,P_All!$X$5:$AS$245,3*($C$8-1)+3)","v":16265},{"$f":"VLOOKUP($S252,P_All!$X$5:$AS$245,3*($C$8-1)+4)","v":21376},{"$f":"IF(ISNA(VLOOKUP($B$6,$A$25:$E$52,IF($B$8=$A$22,3,2))),EXP(VLOOKUP($B$6,$A$25:$E$52,4)*LN(VLOOKUP($S252,#REF!,$C$8+1)/1000)+VLOOKUP($B$6,$A$25:$E$52,5)),VLOOKUP($B$6,$A$25:$E$52,IF($B$8=$A$22,3,2)))","v":{"$error":"#REF!"}}]
[null,null,null,null,null,null,null,null,null,null,null,null,null,null,null,null,null,null,59.00000000000054,{"$f":"VLOOKUP($S253,P_All!$X$5:$AS$245,3*($C$8-1)+2)","v":12060},{"$f":"VLOOKUP($S253,P_All!$X$5:$AS$245,3*($C$8-1)+3)","v":16315},{"$f":"VLOOKUP($S253,P_All!$X$5:$AS$245,3*($C$8-1)+4)","v":21408},{"$f":"IF(ISNA(VLOOKUP($B$6,$A$25:$E$52,IF($B$8=$A$22,3,2))),EXP(VLOOKUP($B$6,$A$25:$E$52,4)*LN(VLOOKUP($S253,#REF!,$C$8+1)/1000)+VLOOKUP($B$6,$A$25:$E$52,5)),VLOOKUP($B$6,$A$25:$E$52,IF($B$8=$A$22,3,2)))","v":{"$error":"#REF!"}}]
[null,null,null,null,null,null,null,null,null,null,null,null,null,null,null,null,null,null,59.083333333333876,{"$f":"VLOOKUP($S254,P_All!$X$5:$AS$245,3*($C$8-1)+2)","v":12097},{"$f":"VLOOKUP($S254,P_All!$X$5:$AS$245,3*($C$8-1)+3)","v":16415},{"$f":"VLOOKUP($S254,P_All!$X$5:$AS$245,3*($C$8-1)+4)","v":21444},{"$f":"IF(ISNA(VLOOKUP($B$6,$A$25:$E$52,IF($B$8=$A$22,3,2))),EXP(VLOOKUP($B$6,$A$25:$E$52,4)*LN(VLOOKUP($S254,#REF!,$C$8+1)/1000)+VLOOKUP($B$6,$A$25:$E$52,5)),VLOOKUP($B$6,$A$25:$E$52,IF($B$8=$A$22,3,2)))","v":{"$error":"#REF!"}}]
[null,null,null,null,null,null,null,null,null,null,null,null,null,null,null,null,null,null,59.166666666667211,{"$f":"VLOOKUP($S255,P_All!$X$5:$AS$245,3*($C$8-1)+2)","v":12140},{"$f":"VLOOKUP($S255,P_All!$X$5:$AS$245,3*($C$8-1)+3)","v":16522},{"$f":"VLOOKUP($S255,P_All!$X$5:$AS$245,3*($C$8-1)+4)","v":21490},{"$f":"IF(ISNA(VLOOKUP($B$6,$A$25:$E$52,IF($B$8=$A$22,3,2))),EXP(VLOOKUP($B$6,$A$25:$E$52,4)*LN(VLOOKUP($S255,#REF!,$C$8+1)/1000)+VLOOKUP($B$6,$A$25:$E$52,5)),VLOOKUP($B$6,$A$25:$E$52,IF($B$8=$A$22,3,2)))","v":{"$error":"#REF!"}}]
[null,null,null,null,null,null,null,null,null,null,null,null,null,null,null,null,null,null,59.250000000000547,{"$f":"VLOOKUP($S256,P_All!$X$5:$AS$245,3*($C$8-1)+2)","v":12195},{"$f":"VLOOKUP($S256,P_All!$X$5:$AS$245,3*($C$8-1)+3)","v":16630},{"$f":"VLOOKUP($S256,P_All!$X$5:$AS$245,3*($C$8-1)+4)","v":21586},{"$f":"IF(ISNA(VLOOKUP($B$6,$A$25:$E$52,IF($B$8=$A$22,3,2))),EXP(VLOOKUP($B$6,$A$25:$E$52,4)*LN(VLOOKUP($S256,#REF!,$C$8+1)/1000)+VLOOKUP($B$6,$A$25:$E$52,5)),VLOOKUP($B$6,$A$25:$E$52,IF($B$8=$A$22,3,2)))","v":{"$error":"#REF!"}}]
[null,null,null,null,null,null,null,null,null,null,null,null,null,null,null,null,null,null,59.333333333333883,{"$f":"VLOOKUP($S257,P_All!$X$5:$AS$245,3*($C$8-1)+2)","v":12265},{"$f":"VLOOKUP($S257,P_All!$X$5:$AS$245,3*($C$8-1)+3)","v":16807},{"$f":"VLOOKUP($S257,P_All!$X$5:$AS$245,3*($C$8-1)+4)","v":21670},{"$f":"IF(ISNA(VLOOKUP($B$6,$A$25:$E$52,IF($B$8=$A$22,3,2))),EXP(VLOOKUP($B$6,$A$25:$E$52,4)*LN(VLOOKUP($S257,#REF!,$C$8+1)/1000)+VLOOKUP($B$6,$A$25:$E$52,5)),VLOOKUP($B$6,$A$25:$E$52,IF($B$8=$A$22,3,2)))","v":{"$error":"#REF!"}}]
[null,null,null,null,null,null,null,null,null,null,null,null,null,null,null,null,null,null,59.416666666667219,{"$f":"VLOOKUP($S258,P_All!$X$5:$AS$245,3*($C$8-1)+2)","v":12202},{"$f":"VLOOKUP($S258,P_All!$X$5:$AS$245,3*($C$8-1)+3)","v":16882},{"$f":"VLOOKUP($S258,P_All!$X$5:$AS$245,3*($C$8-1)+4)","v":21614},{"$f":"IF(ISNA(VLOOKUP($B$6,$A$25:$E$52,IF($B$8=$A$22,3,2))),EXP(VLOOKUP($B$6,$A$25:$E$52,4)*LN(VLOOKUP($S258,#REF!,$C$8+1)/1000)+VLOOKUP($B$6,$A$25:$E$52,5)),VLOOKUP($B$6,$A$25:$E$52,IF($B$8=$A$22,3,2)))","v":{"$error":"#REF!"}}]
[null,null,null,null,null,null,null,null,null,null,null,null,null,null,null,null,null,null,59.500000000000554,{"$f":"VLOOKUP($S259,P_All!$X$5:$AS$245,3*($C$8-1)+2)","v":12095},{"$f":"VLOOKUP($S259,P_All!$X$5:$AS$245,3*($C$8-1)+3)","v":16768},{"$f":"VLOOKUP($S259,P_All!$X$5:$AS$245,3*($C$8-1)+4)","v":21437},{"$f":"IF(ISNA(VLOOKUP($B$6,$A$25:$E$52,IF($B$8=$A$22,3,2))),EXP(VLOOKUP($B$6,$A$25:$E$52,4)*LN(VLOOKUP($S259,#REF!,$C$8+1)/1000)+VLOOKUP($B$6,$A$25:$E$52,5)),VLOOKUP($B$6,$A$25:$E$52,IF($B$8=$A$22,3,2)))","v":{"$error":"#REF!"}}]
[null,null,null,null,null,null,null,null,null,null,null,null,null,null,null,null,null,null,59.58333333333389,{"$f":"VLOOKUP($S260,P_All!$X$5:$AS$245,3*($C$8-1)+2)","v":12065},{"$f":"VLOOKUP($S260,P_All!$X$5:$AS$245,3*($C$8-1)+3)","v":16740},{"$f":"VLOOKUP($S260,P_All!$X$5:$AS$245,3*($C$8-1)+4)","v":21455},{"$f":"IF(ISNA(VLOOKUP($B$6,$A$25:$E$52,IF($B$8=$A$22,3,2))),EXP(VLOOKUP($B$6,$A$25:$E$52,4)*LN(VLOOKUP($S260,#REF!,$C$8+1)/1000)+VLOOKUP($B$6,$A$25:$E$52,5)),VLOOKUP($B$6,$A$25:$E$52,IF($B$8=$A$22,3,2)))","v":{"$error":"#REF!"}}]
[null,null,null,null,null,null,null,null,null,null,null,null,null,null,null,null,null,null,59.666666666667226,{"$f":"VLOOKUP($S261,P_All!$X$5:$AS$245,3*($C$8-1)+2)","v":12056},{"$f":"VLOOKUP($S261,P_All!$X$5:$AS$245,3*($C$8-1)+3)","v":16749},{"$f":"VLOOKUP($S261,P_All!$X$5:$AS$245,3*($C$8-1)+4)","v":21497},{"$f":"IF(ISNA(VLOOKUP($B$6,$A$25:$E$52,IF($B$8=$A$22,3,2))),EXP(VLOOKUP($B$6,$A$25:$E$52,4)*LN(VLOOKUP($S261,#REF!,$C$8+1)/1000)+VLOOKUP($B$6,$A$25:$E$52,5)),VLOOKUP($B$6,$A$25:$E$52,IF($B$8=$A$22,3,2)))","v":{"$error":"#REF!"}}]
[null,null,null,null,null,null,null,null,null,null,null,null,null,null,null,null,null,null,59.750000000000561,{"$f":"VLOOKUP($S262,P_All!$X$5:$AS$245,3*($C$8-1)+2)","v":11982},{"$f":"VLOOKUP($S262,P_All!$X$5:$AS$245,3*($C$8-1)+3)","v":16562},{"$f":"VLOOKUP($S262,P_All!$X$5:$AS$245,3*($C$8-1)+4)","v":21300},{"$f":"IF(ISNA(VLOOKUP($B$6,$A$25:$E$52,IF($B$8=$A$22,3,2))),EXP(VLOOKUP($B$6,$A$25:$E$52,4)*LN(VLOOKUP($S262,#REF!,$C$8+1)/1000)+VLOOKUP($B$6,$A$25:$E$52,5)),VLOOKUP($B$6,$A$25:$E$52,IF($B$8=$A$22,3,2)))","v":{"$error":"#REF!"}}]
[null,null,null,null,null,null,null,null,null,null,null,null,null,null,null,null,null,null,59.833333333333897,{"$f":"VLOOKUP($S263,P_All!$X$5:$AS$245,3*($C$8-1)+2)","v":11966},{"$f":"VLOOKUP($S263,P_All!$X$5:$AS$245,3*($C$8-1)+3)","v":16515},{"$f":"VLOOKUP($S263,P_All!$X$5:$AS$245,3*($C$8-1)+4)","v":21309},{"$f":"IF(ISNA(VLOOKUP($B$6,$A$25:$E$52,IF($B$8=$A$22,3,2))),EXP(VLOOKUP($B$6,$A$25:$E$52,4)*LN(VLOOKUP($S263,#REF!,$C$8+1)/1000)+VLOOKUP($B$6,$A$25:$E$52,5)),VLOOKUP($B$6,$A$25:$E$52,IF($B$8=$A$22,3,2)))","v":{"$error":"#REF!"}}]
[null,null,null,null,null,null,null,null,null,null,null,null,null,null,null,null,null,null,59.916666666667233,{"$f":"VLOOKUP($S264,P_All!$X$5:$AS$245,3*($C$8-1)+2)","v":11990},{"$f":"VLOOKUP($S264,P_All!$X$5:$AS$245,3*($C$8-1)+3)","v":16566},{"$f":"VLOOKUP($S264,P_All!$X$5:$AS$245,3*($C$8-1)+4)","v":21352},{"$f":"IF(ISNA(VLOOKUP($B$6,$A$25:$E$52,IF($B$8=$A$22,3,2))),EXP(VLOOKUP($B$6,$A$25:$E$52,4)*LN(VLOOKUP($S264,#REF!,$C$8+1)/1000)+VLOOKUP($B$6,$A$25:$E$52,5)),VLOOKUP($B$6,$A$25:$E$52,IF($B$8=$A$22,3,2)))","v":{"$error":"#REF!"}}]
[null,null,null,null,null,null,null,null,null,null,null,null,null,null,null,null,null,null,60.000000000000568,{"$f":"VLOOKUP($S265,P_All!$X$5:$AS$245,3*($C$8-1)+2)","v":12021},{"$f":"VLOOKUP($S265,P_All!$X$5:$AS$245,3*($C$8-1)+3)","v":16633},{"$f":"VLOOKUP($S265,P_All!$X$5:$AS$245,3*($C$8-1)+4)","v":21363},{"$f":"IF(ISNA(VLOOKUP($B$6,$A$25:$E$52,IF($B$8=$A$22,3,2))),EXP(VLOOKUP($B$6,$A$25:$E$52,4)*LN(VLOOKUP($S265,#REF!,$C$8+1)/1000)+VLOOKUP($B$6,$A$25:$E$52,5)),VLOOKUP($B$6,$A$25:$E$52,IF($B$8=$A$22,3,2)))","v":{"$error":"#REF!"}}]

{"sheet":"P_All","index":2,"n_rows":245,"n_cols":45,"rows_kept":245,"cut":false,"hidden":false,"merged":[[1,30,1,32],[2,30,2,32],[1,27,1,29],[2,27,2,29],[1,42,1,44],[2,42,2,44],[1,33,1,35],[2,33,2,35],[1,36,1,38],[2,36,2,38],[1,39,1,41],[2,39,2,41],[2,1,2,3],[2,24,2,26],[1,1,1,3],[1,24,1,26],[1,4,1,6],[2,4,2,6],[1,7,1,9],[2,7,2,9],[1,10,1,12],[2,10,2,12],[1,13,1,15],[2,13,2,15],[1,16,1,18],[2,16,2,18],[1,19,1,21],[2,19,2,21]]}
[null,"Values shown for constituent selected on PlotControl tab",null,null,null,null,null,null,null,null,null,null,null,null,null,null,null,null,null,null,null,null,null,null,"Values shown for constituent selected on PlotControl tab"]
[null,"Pond",null,null,{"$f":"PlotControl!$A$16","v":0},null,null,{"$f":"PlotControl!$A$17","v":"Plot"},null,null,{"$f":"PlotControl!$A$18","v":"Annual Max"},null,null,{"$f":"PlotControl!$A$19","v":"Annual Average"},null,null,{"$f":"PlotControl!$A$20","v":0},null,null,{"$f":"PlotControl!$A$21","v":0},null,null,null,null,{"$f":"PlotControl!$A$15","v":"Pond"},null,null,{"$f":"PlotControl!$A$16","v":0},null,null,{"$f":"PlotControl!$A$17","v":"Plot"},null,null,{"$f":"PlotControl!$A$18","v":"Annual Max"},null,null,{"$f":"PlotControl!$A$19","v":"Annual Average"},null,null,{"$f":"PlotControl!$A$20","v":0},null,null,{"$f":"PlotControl!$A$21","v":0}]
[null,"Annual Project Results",null,null,"Annual Project Results",null,null,"Annual Project Results",null,null,"Annual Project Results",null,null,"Annual Project Results",null,null,"Annual Project Results",null,null,"Annual Project Results",null,null,null,null,"Monthly Project Results",null,null,"Monthly Project Results",null,null,"Monthly Project Results",null,null,"Monthly Project Results",null,null,"Monthly Project Results",null,null,"Monthly Project Results",null,null,"Monthly Project Results"]
["Time","P10","P50","P90","P10","P50","P90","P10","P50","P90","P10","P50","P90","P10","P50","P90","P10","P50","P90","P10","P50","P90",null,"Time","P10","P50","P90","P10","P50","P90","P10","P50","P90","P10","P50","P90","P10","P50","P90","P10","P50","P90","P10","P50","P90"]
[0,{"$f":"IF(PlotControl!$B$4 = \"Annual Max\",MAX(OFFSET('2EPond'!$C$10,12*$A5,4*(PlotControl!$C$6-1),12,1)),AVERAGE(OFFSET('2EPond'!$C$10,12*$A5,4*(PlotControl!$C$6-1),12,1)))","v":130000},{"$f":"IF(PlotControl!$B$4 = \"Annual Max\",MAX(OFFSET('2EPond'!$D$10,12*$A5,4*(PlotControl!$C$6-1),12,1)),AVERAGE(OFFSET('2EPond'!$D$10,12*$A5,4*(PlotControl!$C$6-1),12,1)))","v":130350},{"$f":"IF(PlotControl!$B$4 = \"Annual Max\",MAX(OFFSET('2EPond'!$E$10,12*$A5,4*(PlotControl!$C$6-1),12,1)),AVERAGE(OFFSET('2EPond'!$E$10,12*$A5,4*(PlotControl!$C$6-1),12,1)))","v":134610},null,null,null,null,null,null,null,null,null,null,null,null,null,null,null,null,null,null,null,{"$f":"PlotControl!$B$10","v":40},{"$f":"IF($X5<=7,OFFSET('2EPond'!$C$10,12*$X5,4*(PlotControl!$C$6-1),1,1),OFFSET('1EPond'!$C$10,12*$X5,4*(PlotControl!$C$6-1),1,1))","v":17516},{"$f":"IF(X5<=7,OFFSET('2EPond'!$D$10,12*$X5,4*(PlotControl!$C$6-1),1,1),OFFSET('1EPond'!$D$10,12*$X5,4*(PlotControl!$C$6-1),1,1))","v":18592},{"$f":"IF(X5<=7,OFFSET('2EPond'!$E$10,12*$X5,4*(PlotControl!$C$6-1),1,1),OFFSET('1EPond'!$E$10,12*$X5,4*(PlotControl!$C$6-1),1,1))","v":19604}]
[1,{"$f":"IF(PlotControl!$B$4 = \"Annual Max\",MAX(OFFSET('2EPond'!$C$10,12*$A6,4*(PlotControl!$C$6-1),12,1)),AVERAGE(OFFSET('2EPond'!$C$10,12*$A6,4*(PlotControl!$C$6-1),12,1)))","v":156760},{"$f":"IF(PlotControl!$B$4 = \"Annual Max\",MAX(OFFSET('2EPond'!$D$10,12*$A6,4*(PlotControl!$C$6-1),12,1)),AVERAGE(OFFSET('2EPond'!$D$10,12*$A6,4*(PlotControl!$C$6-1),12,1)))","v":164570},{"$f":"IF(PlotControl!$B$4 = \"Annual Max\",MAX(OFFSET('2EPond'!$E$10,12*$A6,4*(PlotControl!$C$6-1),12,1)),AVERAGE(OFFSET('2EPond'!$E$10,12*$A6,4*(PlotControl!$C$6-1),12,1)))","v":172410},null,null,null,null,null,null,null,null,null,null,null,null,null,null,null,null,null,null,null,{"$f":"X5+1/12","v":40.083333333333336},{"$f":"IF($X6<=7,OFFSET('2EPond'!$C$10,12*$X6,4*(PlotControl!$C$6-1),1,1),OFFSET('1EPond'!$C$10,12*$X6,4*(PlotControl!$C$6-1),1,1))","v":17462},{"$f":"IF(X6<=7,OFFSET('2EPond'!$D$10,12*$X6,4*(PlotControl!$C$6-1),1,1),OFFSET('1EPond'!$D$10,12*$X6,4*(PlotControl!$C$6-1),1,1))","v":18510},{"$f":"IF(X6<=7,OFFSET('2EPond'!$E$10,12*$X6,4*(PlotControl!$C$6-1),1,1),OFFSET('1EPond'!$E$10,12*$X6,4*(PlotControl!$C$6-1),1,1))","v":19481}]
[2,{"$f":"IF(PlotControl!$B$4 = \"Annual Max\",MAX(OFFSET('2EPond'!$C$10,12*$A7,4*(PlotControl!$C$6-1),12,1)),AVERAGE(OFFSET('2EPond'!$C$10,12*$A7,4*(PlotControl!$C$6-1),12,1)))","v":174660},{"$f":"IF(PlotControl!$B$4 = \"Annual Max\",MAX(OFFSET('2EPond'!$D$10,12*$A7,4*(PlotControl!$C$6-1),12,1)),AVERAGE(OFFSET('2EPond'!$D$10,12*$A7,4*(PlotControl!$C$6-1),12,1)))","v":183960},{"$f":"IF(PlotControl!$B$4 = \"Annual Max\",MAX(OFFSET('2EPond'!$E$10,12*$A7,4*(PlotControl!$C$6-1),12,1)),AVERAGE(OFFSET('2EPond'!$E$10,12*$A7,4*(PlotControl!$C$6-1),12,1)))","v":193610},null,null,null,null,null,null,null,null,null,null,null,null,null,null,null,null,null,null,null,{"$f":"X6+1/12","v":40.166666666666671},{"$f":"IF($X7<=7,OFFSET('2EPond'!$C$10,12*$X7,4*(PlotControl!$C$6-1),1,1),OFFSET('1EPond'!$C$10,12*$X7,4*(PlotControl!$C$6-1),1,1))","v":17413},{"$f":"IF(X7<=7,OFFSET('2EPond'!$D$10,12*$X7,4*(PlotControl!$C$6-1),1,1),OFFSET('1EPond'!$D$10,12*$X7,4*(PlotControl!$C$6-1),1,1))","v":18421},{"$f":"IF(X7<=7,OFFSET('2EPond'!$E$10,12*$X7,4*(PlotControl!$C$6-1),1,1),OFFSET('1EPond'!$E$10,12*$X7,4*(PlotControl!$C$6-1),1,1))","v":19364}]
[3,{"$f":"IF(PlotControl!$B$4 = \"Annual Max\",MAX(OFFSET('2EPond'!$C$10,12*$A8,4*(PlotControl!$C$6-1),12,1)),AVERAGE(OFFSET('2EPond'!$C$10,12*$A8,4*(PlotControl!$C$6-1),12,1)))","v":185560},{"$f":"IF(PlotControl!$B$4 = \"Annual Max\",MAX(OFFSET('2EPond'!$D$10,12*$A8,4*(PlotControl!$C$6-1),12,1)),AVERAGE(OFFSET('2EPond'!$D$10,12*$A8,4*(PlotControl!$C$6-1),12,1)))","v":196030},{"$f":"IF(PlotControl!$B$4 = \"Annual Max\",MAX(OFFSET('2EPond'!$E$10,12*$A8,4*(PlotControl!$C$6-1),12,1)),AVERAGE(OFFSET('2EPond'!$E$10,12*$A8,4*(PlotControl!$C$6-1),12,1)))","v":206920},null,null,null,null,null,null,null,null,null,null,null,null,null,null,null,null,null,null,null,40.250000000000007,{"$f":"IF($X8<=7,OFFSET('2EPond'!$C$10,12*$X8,4*(PlotControl!$C$6-1),1,1),OFFSET('1EPond'!$C$10,12*$X8,4*(PlotControl!$C$6-1),1,1))","v":17407},{"$f":"IF(X8<=7,OFFSET('2EPond'!$D$10,12*$X8,4*(PlotControl!$C$6-1),1,1),OFFSET('1EPond'!$D$10,12*$X8,4*(PlotControl!$C$6-1),1,1))","v":18406},{"$f":"IF(X8<=7,OFFSET('2EPond'!$E$10,12*$X8,4*(PlotControl!$C$6-1),1,1),OFFSET('1EPond'!$E$10,12*$X8,4*(PlotControl!$C$6-1),1,1))","v":19320}]
[4,{"$f":"IF(PlotControl!$B$4 = \"Annual Max\",MAX(OFFSET('2EPond'!$C$10,12*$A9,4*(PlotControl!$C$6-1),12,1)),AVERAGE(OFFSET('2EPond'!$C$10,12*$A9,4*(PlotControl!$C$6-1),12,1)))","v":192970},{"$f":"IF(PlotControl!$B$4 = \"Annual Max\",MAX(OFFSET('2EPond'!$D$10,12*$A9,4*(PlotControl!$C$6-1),12,1)),AVERAGE(OFFSET('2EPond'!$D$10,12*$A9,4*(PlotControl!$C$6-1),12,1)))","v":203610},{"$f":"IF(PlotControl!$B$4 = \"Annual Max\",MAX(OFFSET('2EPond'!$E$10,12*$A9,4*(PlotControl!$C$6-1),12,1)),AVERAGE(OFFSET('2EPond'!$E$10,12*$A9,4*(PlotControl!$C$6-1),12,1)))","v":213630},null,null,null,null,null,null,null,null,null,null,null,null,null,null,null,null,null,null,null,40.333333333333343,{"$f":"IF($X9<=7,OFFSET('2EPond'!$C$10,12*$X9,4*(PlotControl!$C$6-1),1,1),OFFSET('1EPond'!$C$10,12*$X9,4*(PlotControl!$C$6-1),1,1))","v":17423},{"$f":"IF(X9<=7,OFFSET('2EPond'!$D$10,12*$X9,4*(PlotControl!$C$6-1),1,1),OFFSET('1EPond'!$D$10,12*$X9,4*(PlotControl!$C$6-1),1,1))","v":18411},{"$f":"IF(X9<=7,OFFSET('2EPond'!$E$10,12*$X9,4*(PlotControl!$C$6-1),1,1),OFFSET('1EPond'!$E$10,12*$X9,4*(PlotControl!$C$6-1),1,1))","v":19329}]
[5,{"$f":"IF(PlotControl!$B$4 = \"Annual Max\",MAX(OFFSET('2EPond'!$C$10,12*$A10,4*(PlotControl!$C$6-1),12,1)),AVERAGE(OFFSET('2EPond'!$C$10,12*$A10,4*(PlotControl!$C$6-1),12,1)))","v":197950},{"$f":"IF(PlotControl!$B$4 = \"Annual Max\",MAX(OFFSET('2EPond'!$D$10,12*$A10,4*(PlotControl!$C$6-1),12,1)),AVERAGE(OFFSET('2EPond'!$D$10,12*$A10,4*(PlotControl!$C$6-1),12,1)))","v":207380},{"$f":"IF(PlotControl!$B$4 = \"Annual Max\",MAX(OFFSET('2EPond'!$E$10,12*$A10,4*(PlotControl!$C$6-1),12,1)),AVERAGE(OFFSET('2EPond'!$E$10,12*$A10,4*(PlotControl!$C$6-1),12,1)))","v":217980},null,null,null,null,null,null,null,null,null,null,null,null,null,null,null,null,null,null,null,40.416666666666679,{"$f":"IF($X10<=7,OFFSET('2EPond'!$C$10,12*$X10,4*(PlotControl!$C$6-1),1,1),OFFSET('1EPond'!$C$10,12*$X10,4*(PlotControl!$C$6-1),1,1))","v":17327},{"$f":"IF(X10<=7,OFFSET('2EPond'!$D$10,12*$X10,4*(PlotControl!$C$6-1),1,1),OFFSET('1EPond'!$D$10,12*$X10,4*(PlotControl!$C$6-1),1,1))","v":18324},{"$f":"IF(X10<=7,OFFSET('2EPond'!$E$10,12*$X10,4*(PlotControl!$C$6-1),1,1),OFFSET('1EPond'!$E$10,12*$X10,4*(PlotControl!$C$6-1),1,1))","v":19231}]
[6,{"$f":"IF(PlotControl!$B$4 = \"Annual Max\",MAX(OFFSET('2EPond'!$C$10,12*$A11,4*(PlotControl!$C$6-1),12,1)),AVERAGE(OFFSET('2EPond'!$C$10,12*$A11,4*(PlotControl!$C$6-1),12,1)))","v":203430},{"$f":"IF(PlotControl!$B$4 = \"Annual Max\",MAX(OFFSET('2EPond'!$D$10,12*$A11,4*(PlotControl!$C$6-1),12,1)),AVERAGE(OFFSET('2EPond'!$D$10,12*$A11,4*(PlotControl!$C$6-1),12,1)))","v":216190},{"$f":"IF(PlotControl!$B$4 = \"Annual Max\",MAX(OFFSET('2EPond'!$E$10,12*$A11,4*(PlotControl!$C$6-1),12,1)),AVERAGE(OFFSET('2EPond'!$E$10,12*$A11,4*(PlotControl!$C$6-1),12,1)))","v":229230},null,null,null,null,null,null,null,null,null,null,null,null,null,null,null,null,null,null,null,40.500000000000014,{"$f":"IF($X11<=7,OFFSET('2EPond'!$C$10,12*$X11,4*(PlotControl!$C$6-1),1,1),OFFSET('1EPond'!$C$10,12*$X11,4*(PlotControl!$C$6-1),1,1))","v":17146},{"$f":"IF(X11<=7,OFFSET('2EPond'!$D$10,12*$X11,4*(PlotControl!$C$6-1),1,1),OFFSET('1EPond'!$D$10,12*$X11,4*(PlotControl!$C$6-1),1,1))","v":18183},{"$f":"IF(X11<=7,OFFSET('2EPond'!$E$10,12*$X11,4*(PlotControl!$C$6-1),1,1),OFFSET('1EPond'!$E$10,12*$X11,4*(PlotControl!$C$6-1),1,1))","v":19054}]
[7,{"$f":"IF(PlotControl!$B$4 = \"Annual Max\",MAX(OFFSET('1EPond'!$C$10,12*$A12,4*(PlotControl!$C$6-1),12,1)),AVERAGE(OFFSET('1EPond'!$C$10,12*$A12,4*(PlotControl!$C$6-1),12,1)))","v":195210},{"$f":"IF(PlotControl!$B$4 = \"Annual Max\",MAX(OFFSET('1EPond'!$D$10,12*$A12,4*(PlotControl!$C$6-1),12,1)),AVERAGE(OFFSET('1EPond'!$D$10,12*$A12,4*(PlotControl!$C$6-1),12,1)))","v":207030},{"$f":"IF(PlotControl!$B$4 = \"Annual Max\",MAX(OFFSET('1EPond'!$E$10,12*$A12,4*(PlotControl!$C$6-1),12,1)),AVERAGE(OFFSET('1EPond'!$E$10,12*$A12,4*(PlotControl!$C$6-1),12,1)))","v":220920},null,null,null,null,null,null,null,null,null,null,null,null,null,null,null,null,null,null,null,40.58333333333335,{"$f":"IF($X12<=7,OFFSET('2EPond'!$C$10,12*$X12,4*(PlotControl!$C$6-1),1,1),OFFSET('1EPond'!$C$10,12*$X12,4*(PlotControl!$C$6-1),1,1))","v":17060},{"$f":"IF(X12<=7,OFFSET('2EPond'!$D$10,12*$X12,4*(PlotControl!$C$6-1),1,1),OFFSET('1EPond'!$D$10,12*$X12,4*(PlotControl!$C$6-1),1,1))","v":18119},{"$f":"IF(X12<=7,OFFSET('2EPond'!$E$10,12*$X12,4*(PlotControl!$C$6-1),1,1),OFFSET('1EPond'!$E$10,12*$X12,4*(PlotControl!$C$6-1),1,1))","v":18993}]
[8,{"$f":"IF(PlotControl!$B$4 = \"Annual Max\",MAX(OFFSET('1EPond'!$C$10,12*$A13,4*(PlotControl!$C$6-1),12,1)),AVERAGE(OFFSET('1EPond'!$C$10,12*$A13,4*(PlotControl!$C$6-1),12,1)))","v":211560},{"$f":"IF(PlotControl!$B$4 = \"Annual Max\",MAX(OFFSET('1EPond'!$D$10,12*$A13,4*(PlotControl!$C$6-1),12,1)),AVERAGE(OFFSET('1EPond'!$D$10,12*$A13,4*(PlotControl!$C$6-1),12,1)))","v":227650},{"$f":"IF(PlotControl!$B$4 = \"Annual Max\",MAX(OFFSET('1EPond'!$E$10,12*$A13,4*(PlotControl!$C$6-1),12,1)),AVERAGE(OFFSET('1EPond'!$E$10,12*$A13,4*(PlotControl!$C$6-1),12,1)))","v":242620},null,null,null,null,null,null,null,null,null,null,null,null,null,null,null,null,null,null,null,40.666666666666686,{"$f":"IF($X13<=7,OFFSET('2EPond'!$C$10,12*$X13,4*(PlotControl!$C$6-1),1,1),OFFSET('1EPond'!$C$10,12*$X13,4*(PlotControl!$C$6-1),1,1))","v":16952},{"$f":"IF(X13<=7,OFFSET('2EPond'!$D$10,12*$X13,4*(PlotControl!$C$6-1),1,1),OFFSET('1EPond'!$D$10,12*$X13,4*(PlotControl!$C$6-1),1,1))","v":18061},{"$f":"IF(X13<=7,OFFSET('2EPond'!$E$10,12*$X13,4*(PlotControl!$C$6-1),1,1),OFFSET('1EPond'!$E$10,12*$X13,4*(PlotControl!$C$6-1),1,1))","v":18964}]
[9,{"$f":"IF(PlotControl!$B$4 = \"Annual Max\",MAX(OFFSET('1EPond'!$C$10,12*$A14,4*(PlotControl!$C$6-1),12,1)),AVERAGE(OFFSET('1EPond'!$C$10,12*$A14,4*(PlotControl!$C$6-1),12,1)))","v":227450},{"$f":"IF(PlotControl!$B$4 = \"Annual Max\",MAX(OFFSET('1EPond'!$D$10,12*$A14,4*(PlotControl!$C$6-1),12,1)),AVERAGE(OFFSET('1EPond'!$D$10,12*$A14,4*(PlotControl!$C$6-1),12,1)))","v":243480},{"$f":"IF(PlotControl!$B$4 = \"Annual Max\",MAX(OFFSET('1EPond'!$E$10,12*$A14,4*(PlotControl!$C$6-1),12,1)),AVERAGE(OFFSET('1EPond'!$E$10,12*$A14,4*(PlotControl!$C$6-1),12,1)))","v":258400},null,null,null,null,null,null,null,null,null,null,null,null,null,null,null,null,null,null,null,40.750000000000021,{"$f":"IF($X14<=7,OFFSET('2EPond'!$C$10,12*$X14,4*(PlotControl!$C$6-1),1,1),OFFSET('1EPond'!$C$10,12*$X14,4*(PlotControl!$C$6-1),1,1))","v":16814},{"$f":"IF(X14<=7,OFFSET('2EPond'!$D$10,12*$X14,4*(PlotControl!$C$6-1),1,1),OFFSET('1EPond'!$D$10,12*$X14,4*(PlotControl!$C$6-1),1,1))","v":17929},{"$f":"IF(X14<=7,OFFSET('2EPond'!$E$10,12*$X14,4*(PlotControl!$C$6-1),1,1),OFFSET('1EPond'!$E$10,12*$X14,4*(PlotControl!$C$6-1),1,1))","v":18873}]
[10,{"$f":"IF(PlotControl!$B$4 = \"Annual Max\",MAX(OFFSET('1EPond'!$C$10,12*$A15,4*(PlotControl!$C$6-1),12,1)),AVERAGE(OFFSET('1EPond'!$C$10,12*$A15,4*(PlotControl!$C$6-1),12,1)))","v":237630},{"$f":"IF(PlotControl!$B$4 = \"Annual Max\",MAX(OFFSET('1EPond'!$D$10,12*$A15,4*(PlotControl!$C$6-1),12,1)),AVERAGE(OFFSET('1EPond'!$D$10,12*$A15,4*(PlotControl!$C$6-1),12,1)))","v":253980},{"$f":"IF(PlotControl!$B$4 = \"Annual Max\",MAX(OFFSET('1EPond'!$E$10,12*$A15,4*(PlotControl!$C$6-1),12,1)),AVERAGE(OFFSET('1EPond'!$E$10,12*$A15,4*(PlotControl!$C$6-1),12,1)))","v":268750},null,null,null,null,null,null,null,null,null,null,null,null,null,null,null,null,null,null,null,40.833333333333357,{"$f":"IF($X15<=7,OFFSET('2EPond'!$C$10,12*$X15,4*(PlotControl!$C$6-1),1,1),OFFSET('1EPond'!$C$10,12*$X15,4*(PlotControl!$C$6-1),1,1))","v":16723},{"$f":"IF(X15<=7,OFFSET('2EPond'!$D$10,12*$X15,4*(PlotControl!$C$6-1),1,1),OFFSET('1EPond'!$D$10,12*$X15,4*(PlotControl!$C$6-1),1,1))","v":17837},{"$f":"IF(X15<=7,OFFSET('2EPond'!$E$10,12*$X15,4*(PlotControl!$C$6-1),1,1),OFFSET('1EPond'!$E$10,12*$X15,4*(PlotControl!$C$6-1),1,1))","v":18784}]
[11,{"$f":"IF(PlotControl!$B$4 = \"Annual Max\",MAX(OFFSET('1EPond'!$C$10,12*$A16,4*(PlotControl!$C$6-1),12,1)),AVERAGE(OFFSET('1EPond'!$C$10,12*$A16,4*(PlotControl!$C$6-1),12,1)))","v":246380},{"$f":"IF(PlotControl!$B$4 = \"Annual Max\",MAX(OFFSET('1EPond'!$D$10,12*$A16,4*(PlotControl!$C$6-1),12,1)),AVERAGE(OFFSET('1EPond'!$D$10,12*$A16,4*(PlotControl!$C$6-1),12,1)))","v":262180},{"$f":"IF(PlotControl!$B$4 = \"Annual Max\",MAX(OFFSET('1EPond'!$E$10,12*$A16,4*(PlotControl!$C$6-1),12,1)),AVERAGE(OFFSET('1EPond'!$E$10,12*$A16,4*(PlotControl!$C$6-1),12,1)))","v":276950},null,null,null,null,null,null,null,null,null,null,null,null,null,null,null,null,null,null,null,40.916666666666693,{"$f":"IF($X16<=7,OFFSET('2EPond'!$C$10,12*$X16,4*(PlotControl!$C$6-1),1,1),OFFSET('1EPond'!$C$10,12*$X16,4*(PlotControl!$C$6-1),1,1))","v":16677},{"$f":"IF(X16<=7,OFFSET('2EPond'!$D$10,12*$X16,4*(PlotControl!$C$6-1),1,1),OFFSET('1EPond'!$D$10,12*$X16,4*(PlotControl!$C$6-1),1,1))","v":17760},{"$f":"IF(X16<=7,OFFSET('2EPond'!$E$10,12*$X16,4*(PlotControl!$C$6-1),1,1),OFFSET('1EPond'!$E$10,12*$X16,4*(PlotControl!$C$6-1),1,1))","v":18683}]
[12,{"$f":"IF(PlotControl!$B$4 = \"Annual Max\",MAX(OFFSET('1EPond'!$C$10,12*$A17,4*(PlotControl!$C$6-1),12,1)),AVERAGE(OFFSET('1EPond'!$C$10,12*$A17,4*(PlotControl!$C$6-1),12,1)))","v":251790},{"$f":"IF(PlotControl!$B$4 = \"Annual Max\",MAX(OFFSET('1EPond'!$D$10,12*$A17,4*(PlotControl!$C$6-1),12,1)),AVERAGE(OFFSET('1EPond'!$D$10,12*$A17,4*(PlotControl!$C$6-1),12,1)))","v":266750},{"$f":"IF(PlotControl!$B$4 = \"Annual Max\",MAX(OFFSET('1EPond'!$E$10,12*$A17,4*(PlotControl!$C$6-1),12,1)),AVERAGE(OFFSET('1EPond'!$E$10,12*$A17,4*(PlotControl!$C$6-1),12,1)))","v":282910},null,null,null,null,null,null,null,null,null,null,null,null,null,null,null,null,null,null,null,41.000000000000028,{"$f":"IF($X17<=7,OFFSET('2EPond'!$C$10,12*$X17,4*(PlotControl!$C$6-1),1,1),OFFSET('1EPond'!$C$10,12*$X17,4*(PlotControl!$C$6-1),1,1))","v":16599},{"$f":"IF(X17<=7,OFFSET('2EPond'!$D$10,12*$X17,4*(PlotControl!$C$6-1),1,1),OFFSET('1EPond'!$D$10,12*$X17,4*(PlotControl!$C$6-1),1,1))","v":17665},{"$f":"IF(X17<=7,OFFSET('2EPond'!$E$10,12*$X17,4*(PlotControl!$C$6-1),1,1),OFFSET('1EPond'!$E$10,12*$X17,4*(PlotControl!$C$6-1),1,1))","v":18560}]
[13,{"$f":"IF(PlotControl!$B$4 = \"Annual Max\",MAX(OFFSET('1EPond'!$C$10,12*$A18,4*(PlotControl!$C$6-1),12,1)),AVERAGE(OFFSET('1EPond'!$C$10,12*$A18,4*(PlotControl!$C$6-1),12,1)))","v":252510},{"$f":"IF(PlotControl!$B$4 = \"Annual Max\",MAX(OFFSET('1EPond'!$D$10,12*$A18,4*(PlotControl!$C$6-1),12,1)),AVERAGE(OFFSET('1EPond'!$D$10,12*$A18,4*(PlotControl!$C$6-1),12,1)))","v":268370},{"$f":"IF(PlotControl!$B$4 = \"Annual Max\",MAX(OFFSET('1EPond'!$E$10,12*$A18,4*(PlotControl!$C$6-1),12,1)),AVERAGE(OFFSET('1EPond'!$E$10,12*$A18,4*(PlotControl!$C$6-1),12,1)))","v":284190},null,null,null,null,null,null,null,null,null,null,null,null,null,null,null,null,null,null,null,41.083333333333364,{"$f":"IF($X18<=7,OFFSET('2EPond'!$C$10,12*$X18,4*(PlotControl!$C$6-1),1,1),OFFSET('1EPond'!$C$10,12*$X18,4*(PlotControl!$C$6-1),1,1))","v":16565},{"$f":"IF(X18<=7,OFFSET('2EPond'!$D$10,12*$X18,4*(PlotControl!$C$6-1),1,1),OFFSET('1EPond'!$D$10,12*$X18,4*(PlotControl!$C$6-1),1,1))","v":17582},{"$f":"IF(X18<=7,OFFSET('2EPond'!$E$10,12*$X18,4*(PlotControl!$C$6-1),1,1),OFFSET('1EPond'!$E$10,12*$X18,4*(PlotControl!$C$6-1),1,1))","v":18453}]
[14,{"$f":"IF(PlotControl!$B$4 = \"Annual Max\",MAX(OFFSET('1EPond'!$C$10,12*$A19,4*(PlotControl!$C$6-1),12,1)),AVERAGE(OFFSET('1EPond'!$C$10,12*$A19,4*(PlotControl!$C$6-1),12,1)))","v":251970},{"$f":"IF(PlotControl!$B$4 = \"Annual Max\",MAX(OFFSET('1EPond'!$D$10,12*$A19,4*(PlotControl!$C$6-1),12,1)),AVERAGE(OFFSET('1EPond'!$D$10,12*$A19,4*(PlotControl!$C$6-1),12,1)))","v":267590},{"$f":"IF(PlotControl!$B$4 = \"Annual Max\",MAX(OFFSET('1EPond'!$E$10,12*$A19,4*(PlotControl!$C$6-1),12,1)),AVERAGE(OFFSET('1EPond'!$E$10,12*$A19,4*(PlotControl!$C$6-1),12,1)))","v":284100},null,null,null,null,null,null,null,null,null,null,null,null,null,null,null,null,null,null,null,41.1666666666667,{"$f":"IF($X19<=7,OFFSET('2EPond'!$C$10,12*$X19,4*(PlotControl!$C$6-1),1,1),OFFSET('1EPond'!$C$10,12*$X19,4*(PlotControl!$C$6-1),1,1))","v":16548},{"$f":"IF(X19<=7,OFFSET('2EPond'!$D$10,12*$X19,4*(PlotControl!$C$6-1),1,1),OFFSET('1EPond'!$D$10,12*$X19,4*(PlotControl!$C$6-1),1,1))","v":17526},{"$f":"IF(X19<=7,OFFSET('2EPond'!$E$10,12*$X19,4*(PlotControl!$C$6-1),1,1),OFFSET('1EPond'!$E$10,12*$X19,4*(PlotControl!$C$6-1),1,1))","v":18383}]
[15,{"$f":"IF(PlotControl!$B$4 = \"Annual Max\",MAX(OFFSET('1EPond'!$C$10,12*$A20,4*(PlotControl!$C$6-1),12,1)),AVERAGE(OFFSET('1EPond'!$C$10,12*$A20,4*(PlotControl!$C$6-1),12,1)))","v":248710},{"$f":"IF(PlotControl!$B$4 = \"Annual Max\",MAX(OFFSET('1EPond'!$D$10,12*$A20,4*(PlotControl!$C$6-1),12,1)),AVERAGE(OFFSET('1EPond'!$D$10,12*$A20,4*(PlotControl!$C$6-1),12,1)))","v":265120},{"$f":"IF(PlotControl!$B$4 = \"Annual Max\",MAX(OFFSET('1EPond'!$E$10,12*$A20,4*(PlotControl!$C$6-1),12,1)),AVERAGE(OFFSET('1EPond'!$E$10,12*$A20,4*(PlotControl!$C$6-1),12,1)))","v":282270},null,null,null,null,null,null,null,null,null,null,null,null,null,null,null,null,null,null,null,41.250000000000036,{"$f":"IF($X20<=7,OFFSET('2EPond'!$C$10,12*$X20,4*(PlotControl!$C$6-1),1,1),OFFSET('1EPond'!$C$10,12*$X20,4*(PlotControl!$C$6-1),1,1))","v":16596},{"$f":"IF(X20<=7,OFFSET('2EPond'!$D$10,12*$X20,4*(PlotControl!$C$6-1),1,1),OFFSET('1EPond'!$D$10,12*$X20,4*(PlotControl!$C$6-1),1,1))","v":17522},{"$f":"IF(X20<=7,OFFSET('2EPond'!$E$10,12*$X20,4*(PlotControl!$C$6-1),1,1),OFFSET('1EPond'!$E$10,12*$X20,4*(PlotControl!$C$6-1),1,1))","v":18368}]
[16,{"$f":"IF(PlotControl!$B$4 = \"Annual Max\",MAX(OFFSET('1EPond'!$C$10,12*$A21,4*(PlotControl!$C$6-1),12,1)),AVERAGE(OFFSET('1EPond'!$C$10,12*$A21,4*(PlotControl!$C$6-1),12,1)))","v":234030},{"$f":"IF(PlotControl!$B$4 = \"Annual Max\",MAX(OFFSET('1EPond'!$D$10,12*$A21,4*(PlotControl!$C$6-1),12,1)),AVERAGE(OFFSET('1EPond'!$D$10,12*$A21,4*(PlotControl!$C$6-1),12,1)))","v":250020},{"$f":"IF(PlotControl!$B$4 = \"Annual Max\",MAX(OFFSET('1EPond'!$E$10,12*$A21,4*(PlotControl!$C$6-1),12,1)),AVERAGE(OFFSET('1EPond'!$E$10,12*$A21,4*(PlotControl!$C$6-1),12,1)))","v":268210},null,null,null,null,null,null,null,null,null,null,null,null,null,null,null,null,null,null,null,41.333333333333371,{"$f":"IF($X21<=7,OFFSET('2EPond'!$C$10,12*$X21,4*(PlotControl!$C$6-1),1,1),OFFSET('1EPond'!$C$10,12*$X21,4*(PlotControl!$C$6-1),1,1))","v":16651},{"$f":"IF(X21<=7,OFFSET('2EPond'!$D$10,12*$X21,4*(PlotControl!$C$6-1),1,1),OFFSET('1EPond'!$D$10,12*$X21,4*(PlotControl!$C$6-1),1,1))","v":17528},{"$f":"IF(X21<=7,OFFSET('2EPond'!$E$10,12*$X21,4*(PlotControl!$C$6-1),1,1),OFFSET('1EPond'!$E$10,12*$X21,4*(PlotControl!$C$6-1),1,1))","v":18392}]
[17,{"$f":"IF(PlotControl!$B$4 = \"Annual Max\",MAX(OFFSET('1EPond'!$C$10,12*$A22,4*(PlotControl!$C$6-1),12,1)),AVERAGE(OFFSET('1EPond'!$C$10,12*$A22,4*(PlotControl!$C$6-1),12,1)))","v":226960},{"$f":"IF(PlotControl!$B$4 = \"Annual Max\",MAX(OFFSET('1EPond'!$D$10,12*$A22,4*(PlotControl!$C$6-1),12,1)),AVERAGE(OFFSET('1EPond'!$D$10,12*$A22,4*(PlotControl!$C$6-1),12,1)))","v":245820},{"$f":"IF(PlotControl!$B$4 = \"Annual Max\",MAX(OFFSET('1EPond'!$E$10,12*$A22,4*(PlotControl!$C$6-1),12,1)),AVERAGE(OFFSET('1EPond'!$E$10,12*$A22,4*(PlotControl!$C$6-1),12,1)))","v":266610},null,null,null,null,null,null,null,null,null,null,null,null,null,null,null,null,null,null,null,41.416666666666707,{"$f":"IF($X22<=7,OFFSET('2EPond'!$C$10,12*$X22,4*(PlotControl!$C$6-1),1,1),OFFSET('1EPond'!$C$10,12*$X22,4*(PlotControl!$C$6-1),1,1))","v":16590},{"$f":"IF(X22<=7,OFFSET('2EPond'!$D$10,12*$X22,4*(PlotControl!$C$6-1),1,1),OFFSET('1EPond'!$D$10,12*$X22,4*(PlotControl!$C$6-1),1,1))","v":17471},{"$f":"IF(X22<=7,OFFSET('2EPond'!$E$10,12*$X22,4*(PlotControl!$C$6-1),1,1),OFFSET('1EPond'!$E$10,12*$X22,4*(PlotControl!$C$6-1),1,1))","v":18359}]
[18,{"$f":"IF(PlotControl!$B$4 = \"Annual Max\",MAX(OFFSET('1EPond'!$C$10,12*$A23,4*(PlotControl!$C$6-1),12,1)),AVERAGE(OFFSET('1EPond'!$C$10,12*$A23,4*(PlotControl!$C$6-1),12,1)))","v":229350},{"$f":"IF(PlotControl!$B$4 = \"Annual Max\",MAX(OFFSET('1EPond'!$D$10,12*$A23,4*(PlotControl!$C$6-1),12,1)),AVERAGE(OFFSET('1EPond'!$D$10,12*$A23,4*(PlotControl!$C$6-1),12,1)))","v":249680},{"$f":"IF(PlotControl!$B$4 = \"Annual Max\",MAX(OFFSET('1EPond'!$E$10,12*$A23,4*(PlotControl!$C$6-1),12,1)),AVERAGE(OFFSET('1EPond'!$E$10,12*$A23,4*(PlotControl!$C$6-1),12,1)))","v":272170},null,null,null,null,null,null,null,null,null,null,null,null,null,null,null,null,null,null,null,41.500000000000043,{"$f":"IF($X23<=7,OFFSET('2EPond'!$C$10,12*$X23,4*(PlotControl!$C$6-1),1,1),OFFSET('1EPond'!$C$10,12*$X23,4*(PlotControl!$C$6-1),1,1))","v":16444},{"$f":"IF(X23<=7,OFFSET('2EPond'!$D$10,12*$X23,4*(PlotControl!$C$6-1),1,1),OFFSET('1EPond'!$D$10,12*$X23,4*(PlotControl!$C$6-1),1,1))","v":17331},{"$f":"IF(X23<=7,OFFSET('2EPond'!$E$10,12*$X23,4*(PlotControl!$C$6-1),1,1),OFFSET('1EPond'!$E$10,12*$X23,4*(PlotControl!$C$6-1),1,1))","v":18223}]
[19,{"$f":"IF(PlotControl!$B$4 = \"Annual Max\",MAX(OFFSET('1EPond'!$C$10,12*$A24,4*(PlotControl!$C$6-1),12,1)),AVERAGE(OFFSET('1EPond'!$C$10,12*$A24,4*(PlotControl!$C$6-1),12,1)))","v":238930},{"$f":"IF(PlotControl!$B$4 = \"Annual Max\",MAX(OFFSET('1EPond'!$D$10,12*$A24,4*(PlotControl!$C$6-1),12,1)),AVERAGE(OFFSET('1EPond'!$D$10,12*$A24,4*(PlotControl!$C$6-1),12,1)))","v":259730},{"$f":"IF(PlotControl!$B$4 = \"Annual Max\",MAX(OFFSET('1EPond'!$E$10,12*$A24,4*(PlotControl!$C$6-1),12,1)),AVERAGE(OFFSET('1EPond'!$E$10,12*$A24,4*(PlotControl!$C$6-1),12,1)))","v":283540},null,null,null,null,null,null,null,null,null,null,null,null,null,null,null,null,null,null,null,41.583333333333378,{"$f":"IF($X24<=7,OFFSET('2EPond'!$C$10,12*$X24,4*(PlotControl!$C$6-1),1,1),OFFSET('1EPond'!$C$10,12*$X24,4*(PlotControl!$C$6-1),1,1))","v":16378},{"$f":"IF(X24<=7,OFFSET('2EPond'!$D$10,12*$X24,4*(PlotControl!$C$6-1),1,1),OFFSET('1EPond'!$D$10,12*$X24,4*(PlotControl!$C$6-1),1,1))","v":17279},{"$f":"IF(X24<=7,OFFSET('2EPond'!$E$10,12*$X24,4*(PlotControl!$C$6-1),1,1),OFFSET('1EPond'!$E$10,12*$X24,4*(PlotControl!$C$6-1),1,1))","v":18214}]
[20,{"$f":"IF(PlotControl!$B$4 = \"Annual Max\",MAX(OFFSET('1EPond'!$C$10,12*$A25,4*(PlotControl!$C$6-1),12,1)),AVERAGE(OFFSET('1EPond'!$C$10,12*$A25,4*(PlotControl!$C$6-1),12,1)))","v":300680},{"$f":"IF(PlotControl!$B$4 = \"Annual Max\",MAX(OFFSET('1EPond'!$D$10,12*$A25,4*(PlotControl!$C$6-1),12,1)),AVERAGE(OFFSET('1EPond'!$D$10,12*$A25,4*(PlotControl!$C$6-1),12,1)))","v":330380},{"$f":"IF(PlotControl!$B$4 = \"Annual Max\",MAX(OFFSET('1EPond'!$E$10,12*$A25,4*(PlotControl!$C$6-1),12,1)),AVERAGE(OFFSET('1EPond'!$E$10,12*$A25,4*(PlotControl!$C$6-1),12,1)))","v":360590},null,null,null,null,null,null,null,null,null,null,null,null,null,null,null,null,null,null,null,41.666666666666714,{"$f":"IF($X25<=7,OFFSET('2EPond'!$C$10,12*$X25,4*(PlotControl!$C$6-1),1,1),OFFSET('1EPond'!$C$10,12*$X25,4*(PlotControl!$C$6-1),1,1))","v":16317},{"$f":"IF(X25<=7,OFFSET('2EPond'!$D$10,12*$X25,4*(PlotControl!$C$6-1),1,1),OFFSET('1EPond'!$D$10,12*$X25,4*(PlotControl!$C$6-1),1,1))","v":17239},{"$f":"IF(X25<=7,OFFSET('2EPond'!$E$10,12*$X25,4*(PlotControl!$C$6-1),1,1),OFFSET('1EPond'!$E$10,12*$X25,4*(PlotControl!$C$6-1),1,1))","v":18190}]
[21,{"$f":"IF(PlotControl!$B$4 = \"Annual Max\",MAX(OFFSET('1EPond'!$C$10,12*$A26,4*(PlotControl!$C$6-1),12,1)),AVERAGE(OFFSET('1EPond'!$C$10,12*$A26,4*(PlotControl!$C$6-1),12,1)))","v":244360},{"$f":"IF(PlotControl!$B$4 = \"Annual Max\",MAX(OFFSET('1EPond'!$D$10,12*$A26,4*(PlotControl!$C$6-1),12,1)),AVERAGE(OFFSET('1EPond'!$D$10,12*$A26,4*(PlotControl!$C$6-1),12,1)))","v":274550},{"$f":"IF(PlotControl!$B$4 = \"Annual Max\",MAX(OFFSET('1EPond'!$E$10,12*$A26,4*(PlotControl!$C$6-1),12,1)),AVERAGE(OFFSET('1EPond'!$E$10,12*$A26,4*(PlotControl!$C$6-1),12,1)))","v":305510},null,null,null,null,null,null,null,null,null,null,null,null,null,null,null,null,null,null,null,41.75000000000005,{"$f":"IF($X26<=7,OFFSET('2EPond'!$C$10,12*$X26,4*(PlotControl!$C$6-1),1,1),OFFSET('1EPond'!$C$10,12*$X26,4*(PlotControl!$C$6-1),1,1))","v":16216},{"$f":"IF(X26<=7,OFFSET('2EPond'!$D$10,12*$X26,4*(PlotControl!$C$6-1),1,1),OFFSET('1EPond'!$D$10,12*$X26,4*(PlotControl!$C$6-1),1,1))","v":17123},{"$f":"IF(X26<=7,OFFSET('2EPond'!$E$10,12*$X26,4*(PlotControl!$C$6-1),1,1),OFFSET('1EPond'!$E$10,12*$X26,4*(PlotControl!$C$6-1),1,1))","v":18113}]
[22,{"$f":"IF(PlotControl!$B$4 = \"Annual Max\",MAX(OFFSET('1EPond'!$C$10,12*$A27,4*(PlotControl!$C$6-1),12,1)),AVERAGE(OFFSET('1EPond'!$C$10,12*$A27,4*(PlotControl!$C$6-1),12,1)))","v":196550},{"$f":"IF(PlotControl!$B$4 = \"Annual Max\",MAX(OFFSET('1EPond'!$D$10,12*$A27,4*(PlotControl!$C$6-1),12,1)),AVERAGE(OFFSET('1EPond'!$D$10,12*$A27,4*(PlotControl!$C$6-1),12,1)))","v":225890},{"$f":"IF(PlotControl!$B$4 = \"Annual Max\",MAX(OFFSET('1EPond'!$E$10,12*$A27,4*(PlotControl!$C$6-1),12,1)),AVERAGE(OFFSET('1EPond'!$E$10,12*$A27,4*(PlotControl!$C$6-1),12,1)))","v":254380},null,null,null,null,null,null,null,null,null,null,null,null,null,null,null,null,null,null,null,41.833333333333385,{"$f":"IF($X27<=7,OFFSET('2EPond'!$C$10,12*$X27,4*(PlotControl!$C$6-1),1,1),OFFSET('1EPond'!$C$10,12*$X27,4*(PlotControl!$C$6-1),1,1))","v":16137},{"$f":"IF(X27<=7,OFFSET('2EPond'!$D$10,12*$X27,4*(PlotControl!$C$6-1),1,1),OFFSET('1EPond'!$D$10,12*$X27,4*(PlotControl!$C$6-1),1,1))","v":17048},{"$f":"IF(X27<=7,OFFSET('2EPond'!$E$10,12*$X27,4*(PlotControl!$C$6-1),1,1),OFFSET('1EPond'!$E$10,12*$X27,4*(PlotControl!$C$6-1),1,1))","v":18037}]
[23,{"$f":"IF(PlotControl!$B$4 = \"Annual Max\",MAX(OFFSET('1EPond'!$C$10,12*$A28,4*(PlotControl!$C$6-1),12,1)),AVERAGE(OFFSET('1EPond'!$C$10,12*$A28,4*(PlotControl!$C$6-1),12,1)))","v":163450},{"$f":"IF(PlotControl!$B$4 = \"Annual Max\",MAX(OFFSET('1EPond'!$D$10,12*$A28,4*(PlotControl!$C$6-1),12,1)),AVERAGE(OFFSET('1EPond'!$D$10,12*$A28,4*(PlotControl!$C$6-1),12,1)))","v":189140},{"$f":"IF(PlotControl!$B$4 = \"Annual Max\",MAX(OFFSET('1EPond'!$E$10,12*$A28,4*(PlotControl!$C$6-1),12,1)),AVERAGE(OFFSET('1EPond'!$E$10,12*$A28,4*(PlotControl!$C$6-1),12,1)))","v":215310},null,null,null,null,null,null,null,null,null,null,null,null,null,null,null,null,null,null,null,41.916666666666721,{"$f":"IF($X28<=7,OFFSET('2EPond'!$C$10,12*$X28,4*(PlotControl!$C$6-1),1,1),OFFSET('1EPond'!$C$10,12*$X28,4*(PlotControl!$C$6-1),1,1))","v":16105},{"$f":"IF(X28<=7,OFFSET('2EPond'!$D$10,12*$X28,4*(PlotControl!$C$6-1),1,1),OFFSET('1EPond'!$D$10,12*$X28,4*(PlotControl!$C$6-1),1,1))","v":16982},{"$f":"IF(X28<=7,OFFSET('2EPond'!$E$10,12*$X28,4*(PlotControl!$C$6-1),1,1),OFFSET('1EPond'!$E$10,12*$X28,4*(PlotControl!$C$6-1),1,1))","v":17987}]
[24,{"$f":"IF(PlotControl!$B$4 = \"Annual Max\",MAX(OFFSET('1EPond'!$C$10,12*$A29,4*(PlotControl!$C$6-1),12,1)),AVERAGE(OFFSET('1EPond'!$C$10,12*$A29,4*(PlotControl!$C$6-1),12,1)))","v":139090},{"$f":"IF(PlotControl!$B$4 = \"Annual Max\",MAX(OFFSET('1EPond'!$D$10,12*$A29,4*(PlotControl!$C$6-1),12,1)),AVERAGE(OFFSET('1EPond'!$D$10,12*$A29,4*(PlotControl!$C$6-1),12,1)))","v":161250},{"$f":"IF(PlotControl!$B$4 = \"Annual Max\",MAX(OFFSET('1EPond'!$E$10,12*$A29,4*(PlotControl!$C$6-1),12,1)),AVERAGE(OFFSET('1EPond'!$E$10,12*$A29,4*(PlotControl!$C$6-1),12,1)))","v":182970},null,null,null,null,null,null,null,null,null,null,null,null,null,null,null,null,null,null,null,42.000000000000057,{"$f":"IF($X29<=7,OFFSET('2EPond'!$C$10,12*$X29,4*(PlotControl!$C$6-1),1,1),OFFSET('1EPond'!$C$10,12*$X29,4*(PlotControl!$C$6-1),1,1))","v":16040},{"$f":"IF(X29<=7,OFFSET('2EPond'!$D$10,12*$X29,4*(PlotControl!$C$6-1),1,1),OFFSET('1EPond'!$D$10,12*$X29,4*(PlotControl!$C$6-1),1,1))","v":16893},{"$f":"IF(X29<=7,OFFSET('2EPond'!$E$10,12*$X29,4*(PlotControl!$C$6-1),1,1),OFFSET('1EPond'!$E$10,12*$X29,4*(PlotControl!$C$6-1),1,1))","v":17884}]
[25,{"$f":"IF(PlotControl!$B$4 = \"Annual Max\",MAX(OFFSET('1EPond'!$C$10,12*$A30,4*(PlotControl!$C$6-1),12,1)),AVERAGE(OFFSET('1EPond'!$C$10,12*$A30,4*(PlotControl!$C$6-1),12,1)))","v":122610},{"$f":"IF(PlotControl!$B$4 = \"Annual Max\",MAX(OFFSET('1EPond'!$D$10,12*$A30,4*(PlotControl!$C$6-1),12,1)),AVERAGE(OFFSET('1EPond'!$D$10,12*$A30,4*(PlotControl!$C$6-1),12,1)))","v":141920},{"$f":"IF(PlotControl!$B$4 = \"Annual Max\",MAX(OFFSET('1EPond'!$E$10,12*$A30,4*(PlotControl!$C$6-1),12,1)),AVERAGE(OFFSET('1EPond'!$E$10,12*$A30,4*(PlotControl!$C$6-1),12,1)))","v":161790},null,null,null,null,null,null,null,null,null,null,null,null,null,null,null,null,null,null,null,42.083333333333393,{"$f":"IF($X30<=7,OFFSET('2EPond'!$C$10,12*$X30,4*(PlotControl!$C$6-1),1,1),OFFSET('1EPond'!$C$10,12*$X30,4*(PlotControl!$C$6-1),1,1))","v":16014},{"$f":"IF(X30<=7,OFFSET('2EPond'!$D$10,12*$X30,4*(PlotControl!$C$6-1),1,1),OFFSET('1EPond'!$D$10,12*$X30,4*(PlotControl!$C$6-1),1,1))","v":16842},{"$f":"IF(X30<=7,OFFSET('2EPond'!$E$10,12*$X30,4*(PlotControl!$C$6-1),1,1),OFFSET('1EPond'!$E$10,12*$X30,4*(PlotControl!$C$6-1),1,1))","v":17797}]
[26,{"$f":"IF(PlotControl!$B$4 = \"Annual Max\",MAX(OFFSET('1EPond'!$C$10,12*$A31,4*(PlotControl!$C$6-1),12,1)),AVERAGE(OFFSET('1EPond'!$C$10,12*$A31,4*(PlotControl!$C$6-1),12,1)))","v":110540},{"$f":"IF(PlotControl!$B$4 = \"Annual Max\",MAX(OFFSET('1EPond'!$D$10,12*$A31,4*(PlotControl!$C$6-1),12,1)),AVERAGE(OFFSET('1EPond'!$D$10,12*$A31,4*(PlotControl!$C$6-1),12,1)))","v":126730},{"$f":"IF(PlotControl!$B$4 = \"Annual Max\",MAX(OFFSET('1EPond'!$E$10,12*$A31,4*(PlotControl!$C$6-1),12,1)),AVERAGE(OFFSET('1EPond'!$E$10,12*$A31,4*(PlotControl!$C$6-1),12,1)))","v":145080},null,null,null,null,null,null,null,null,null,null,null,null,null,null,null,null,null,null,null,42.166666666666728,{"$f":"IF($X31<=7,OFFSET('2EPond'!$C$10,12*$X31,4*(PlotControl!$C$6-1),1,1),OFFSET('1EPond'!$C$10,12*$X31,4*(PlotControl!$C$6-1),1,1))","v":16010},{"$f":"IF(X31<=7,OFFSET('2EPond'!$D$10,12*$X31,4*(PlotControl!$C$6-1),1,1),OFFSET('1EPond'!$D$10,12*$X31,4*(PlotControl!$C$6-1),1,1))","v":16805},{"$f":"IF(X31<=7,OFFSET('2EPond'!$E$10,12*$X31,4*(PlotControl!$C$6-1),1,1),OFFSET('1EPond'!$E$10,12*$X31,4*(PlotControl!$C$6-1),1,1))","v":17744}]
[27,{"$f":"IF(PlotControl!$B$4 = \"Annual Max\",MAX(OFFSET('1EPond'!$C$10,12*$A32,4*(PlotControl!$C$6-1),12,1)),AVERAGE(OFFSET('1EPond'!$C$10,12*$A32,4*(PlotControl!$C$6-1),12,1)))","v":99395},{"$f":"IF(PlotControl!$B$4 = \"Annual Max\",MAX(OFFSET('1EPond'!$D$10,12*$A32,4*(PlotControl!$C$6-1),12,1)),AVERAGE(OFFSET('1EPond'!$D$10,12*$A32,4*(PlotControl!$C$6-1),12,1)))","v":112730},{"$f":"IF(PlotControl!$B$4 = \"Annual Max\",MAX(OFFSET('1EPond'!$E$10,12*$A32,4*(PlotControl!$C$6-1),12,1)),AVERAGE(OFFSET('1EPond'!$E$10,12*$A32,4*(PlotControl!$C$6-1),12,1)))","v":129220},null,null,null,null,null,null,null,null,null,null,null,null,null,null,null,null,null,null,null,42.250000000000064,{"$f":"IF($X32<=7,OFFSET('2EPond'!$C$10,12*$X32,4*(PlotControl!$C$6-1),1,1),OFFSET('1EPond'!$C$10,12*$X32,4*(PlotControl!$C$6-1),1,1))","v":16071},{"$f":"IF(X32<=7,OFFSET('2EPond'!$D$10,12*$X32,4*(PlotControl!$C$6-1),1,1),OFFSET('1EPond'!$D$10,12*$X32,4*(PlotControl!$C$6-1),1,1))","v":16825},{"$f":"IF(X32<=7,OFFSET('2EPond'!$E$10,12*$X32,4*(PlotControl!$C$6-1),1,1),OFFSET('1EPond'!$E$10,12*$X32,4*(PlotControl!$C$6-1),1,1))","v":17737}]
[28,{"$f":"IF(PlotControl!$B$4 = \"Annual Max\",MAX(OFFSET('1EPond'!$C$10,12*$A33,4*(PlotControl!$C$6-1),12,1)),AVERAGE(OFFSET('1EPond'!$C$10,12*$A33,4*(PlotControl!$C$6-1),12,1)))","v":84326},{"$f":"IF(PlotControl!$B$4 = \"Annual Max\",MAX(OFFSET('1EPond'!$D$10,12*$A33,4*(PlotControl!$C$6-1),12,1)),AVERAGE(OFFSET('1EPond'!$D$10,12*$A33,4*(PlotControl!$C$6-1),12,1)))","v":95113},{"$f":"IF(PlotControl!$B$4 = \"Annual Max\",MAX(OFFSET('1EPond'!$E$10,12*$A33,4*(PlotControl!$C$6-1),12,1)),AVERAGE(OFFSET('1EPond'!$E$10,12*$A33,4*(PlotControl!$C$6-1),12,1)))","v":108260},null,null,null,null,null,null,null,null,null,null,null,null,null,null,null,null,null,null,null,42.3333333333334,{"$f":"IF($X33<=7,OFFSET('2EPond'!$C$10,12*$X33,4*(PlotControl!$C$6-1),1,1),OFFSET('1EPond'!$C$10,12*$X33,4*(PlotControl!$C$6-1),1,1))","v":16123},{"$f":"IF(X33<=7,OFFSET('2EPond'!$D$10,12*$X33,4*(PlotControl!$C$6-1),1,1),OFFSET('1EPond'!$D$10,12*$X33,4*(PlotControl!$C$6-1),1,1))","v":16876},{"$f":"IF(X33<=7,OFFSET('2EPond'!$E$10,12*$X33,4*(PlotControl!$C$6-1),1,1),OFFSET('1EPond'!$E$10,12*$X33,4*(PlotControl!$C$6-1),1,1))","v":17748}]
[29,{"$f":"IF(PlotControl!$B$4 = \"Annual Max\",MAX(OFFSET('1EPond'!$C$10,12*$A34,4*(PlotControl!$C$6-1),12,1)),AVERAGE(OFFSET('1EPond'!$C$10,12*$A34,4*(PlotControl!$C$6-1),12,1)))","v":67470},{"$f":"IF(PlotControl!$B$4 = \"Annual Max\",MAX(OFFSET('1EPond'!$D$10,12*$A34,4*(PlotControl!$C$6-1),12,1)),AVERAGE(OFFSET('1EPond'!$D$10,12*$A34,4*(PlotControl!$C$6-1),12,1)))","v":76217},{"$f":"IF(PlotControl!$B$4 = \"Annual Max\",MAX(OFFSET('1EPond'!$E$10,12*$A34,4*(PlotControl!$C$6-1),12,1)),AVERAGE(OFFSET('1EPond'!$E$10,12*$A34,4*(PlotControl!$C$6-1),12,1)))","v":85975},null,null,null,null,null,null,null,null,null,null,null,null,null,null,null,null,null,null,null,42.416666666666735,{"$f":"IF($X34<=7,OFFSET('2EPond'!$C$10,12*$X34,4*(PlotControl!$C$6-1),1,1),OFFSET('1EPond'!$C$10,12*$X34,4*(PlotControl!$C$6-1),1,1))","v":16080},{"$f":"IF(X34<=7,OFFSET('2EPond'!$D$10,12*$X34,4*(PlotControl!$C$6-1),1,1),OFFSET('1EPond'!$D$10,12*$X34,4*(PlotControl!$C$6-1),1,1))","v":16836},{"$f":"IF(X34<=7,OFFSET('2EPond'!$E$10,12*$X34,4*(PlotControl!$C$6-1),1,1),OFFSET('1EPond'!$E$10,12*$X34,4*(PlotControl!$C$6-1),1,1))","v":17694}]
[30,{"$f":"IF(PlotControl!$B$4 = \"Annual Max\",MAX(OFFSET('1EPond'!$C$10,12*$A35,4*(PlotControl!$C$6-1),12,1)),AVERAGE(OFFSET('1EPond'!$C$10,12*$A35,4*(PlotControl!$C$6-1),12,1)))","v":54108},{"$f":"IF(PlotControl!$B$4 = \"Annual Max\",MAX(OFFSET('1EPond'!$D$10,12*$A35,4*(PlotControl!$C$6-1),12,1)),AVERAGE(OFFSET('1EPond'!$D$10,12*$A35,4*(PlotControl!$C$6-1),12,1)))","v":60053},{"$f":"IF(PlotControl!$B$4 = \"Annual Max\",MAX(OFFSET('1EPond'!$E$10,12*$A35,4*(PlotControl!$C$6-1),12,1)),AVERAGE(OFFSET('1EPond'!$E$10,12*$A35,4*(PlotControl!$C$6-1),12,1)))","v":67084},null,null,null,null,null,null,null,null,null,null,null,null,null,null,null,null,null,null,null,42.500000000000071,{"$f":"IF($X35<=7,OFFSET('2EPond'!$C$10,12*$X35,4*(PlotControl!$C$6-1),1,1),OFFSET('1EPond'!$C$10,12*$X35,4*(PlotControl!$C$6-1),1,1))","v":15949},{"$f":"IF(X35<=7,OFFSET('2EPond'!$D$10,12*$X35,4*(PlotControl!$C$6-1),1,1),OFFSET('1EPond'!$D$10,12*$X35,4*(PlotControl!$C$6-1),1,1))","v":16721},{"$f":"IF(X35<=7,OFFSET('2EPond'!$E$10,12*$X35,4*(PlotControl!$C$6-1),1,1),OFFSET('1EPond'!$E$10,12*$X35,4*(PlotControl!$C$6-1),1,1))","v":17597}]
[31,{"$f":"IF(PlotControl!$B$4 = \"Annual Max\",MAX(OFFSET('1EPond'!$C$10,12*$A36,4*(PlotControl!$C$6-1),12,1)),AVERAGE(OFFSET('1EPond'!$C$10,12*$A36,4*(PlotControl!$C$6-1),12,1)))","v":44292},{"$f":"IF(PlotControl!$B$4 = \"Annual Max\",MAX(OFFSET('1EPond'!$D$10,12*$A36,4*(PlotControl!$C$6-1),12,1)),AVERAGE(OFFSET('1EPond'!$D$10,12*$A36,4*(PlotControl!$C$6-1),12,1)))","v":48787},{"$f":"IF(PlotControl!$B$4 = \"Annual Max\",MAX(OFFSET('1EPond'!$E$10,12*$A36,4*(PlotControl!$C$6-1),12,1)),AVERAGE(OFFSET('1EPond'!$E$10,12*$A36,4*(PlotControl!$C$6-1),12,1)))","v":54194},null,null,null,null,null,null,null,null,null,null,null,null,null,null,null,null,null,null,null,42.583333333333407,{"$f":"IF($X36<=7,OFFSET('2EPond'!$C$10,12*$X36,4*(PlotControl!$C$6-1),1,1),OFFSET('1EPond'!$C$10,12*$X36,4*(PlotControl!$C$6-1),1,1))","v":15878},{"$f":"IF(X36<=7,OFFSET('2EPond'!$D$10,12*$X36,4*(PlotControl!$C$6-1),1,1),OFFSET('1EPond'!$D$10,12*$X36,4*(PlotControl!$C$6-1),1,1))","v":16679},{"$f":"IF(X36<=7,OFFSET('2EPond'!$E$10,12*$X36,4*(PlotControl!$C$6-1),1,1),OFFSET('1EPond'!$E$10,12*$X36,4*(PlotControl!$C$6-1),1,1))","v":17566}]
[32,{"$f":"IF(PlotControl!$B$4 = \"Annual Max\",MAX(OFFSET('1EPond'!$C$10,12*$A37,4*(PlotControl!$C$6-1),12,1)),AVERAGE(OFFSET('1EPond'!$C$10,12*$A37,4*(PlotControl!$C$6-1),12,1)))","v":37784},{"$f":"IF(PlotControl!$B$4 = \"Annual Max\",MAX(OFFSET('1EPond'!$D$10,12*$A37,4*(PlotControl!$C$6-1),12,1)),AVERAGE(OFFSET('1EPond'!$D$10,12*$A37,4*(PlotControl!$C$6-1),12,1)))","v":41387},{"$f":"IF(PlotControl!$B$4 = \"Annual Max\",MAX(OFFSET('1EPond'!$E$10,12*$A37,4*(PlotControl!$C$6-1),12,1)),AVERAGE(OFFSET('1EPond'!$E$10,12*$A37,4*(PlotControl!$C$6-1),12,1)))","v":45061},null,null,null,null,null,null,null,null,null,null,null,null,null,null,null,null,null,null,null,42.666666666666742,{"$f":"IF($X37<=7,OFFSET('2EPond'!$C$10,12*$X37,4*(PlotControl!$C$6-1),1,1),OFFSET('1EPond'!$C$10,12*$X37,4*(PlotControl!$C$6-1),1,1))","v":15819},{"$f":"IF(X37<=7,OFFSET('2EPond'!$D$10,12*$X37,4*(PlotControl!$C$6-1),1,1),OFFSET('1EPond'!$D$10,12*$X37,4*(PlotControl!$C$6-1),1,1))","v":16668},{"$f":"IF(X37<=7,OFFSET('2EPond'!$E$10,12*$X37,4*(PlotControl!$C$6-1),1,1),OFFSET('1EPond'!$E$10,12*$X37,4*(PlotControl!$C$6-1),1,1))","v":17558}]
[33,{"$f":"IF(PlotControl!$B$4 = \"Annual Max\",MAX(OFFSET('1EPond'!$C$10,12*$A38,4*(PlotControl!$C$6-1),12,1)),AVERAGE(OFFSET('1EPond'!$C$10,12*$A38,4*(PlotControl!$C$6-1),12,1)))","v":33388},{"$f":"IF(PlotControl!$B$4 = \"Annual Max\",MAX(OFFSET('1EPond'!$D$10,12*$A38,4*(PlotControl!$C$6-1),12,1)),AVERAGE(OFFSET('1EPond'!$D$10,12*$A38,4*(PlotControl!$C$6-1),12,1)))","v":35962},{"$f":"IF(PlotControl!$B$4 = \"Annual Max\",MAX(OFFSET('1EPond'!$E$10,12*$A38,4*(PlotControl!$C$6-1),12,1)),AVERAGE(OFFSET('1EPond'!$E$10,12*$A38,4*(PlotControl!$C$6-1),12,1)))","v":38993},null,null,null,null,null,null,null,null,null,null,null,null,null,null,null,null,null,null,null,42.750000000000078,{"$f":"IF($X38<=7,OFFSET('2EPond'!$C$10,12*$X38,4*(PlotControl!$C$6-1),1,1),OFFSET('1EPond'!$C$10,12*$X38,4*(PlotControl!$C$6-1),1,1))","v":15694},{"$f":"IF(X38<=7,OFFSET('2EPond'!$D$10,12*$X38,4*(PlotControl!$C$6-1),1,1),OFFSET('1EPond'!$D$10,12*$X38,4*(PlotControl!$C$6-1),1,1))","v":16585},{"$f":"IF(X38<=7,OFFSET('2EPond'!$E$10,12*$X38,4*(PlotControl!$C$6-1),1,1),OFFSET('1EPond'!$E$10,12*$X38,4*(PlotControl!$C$6-1),1,1))","v":17489}]
[34,{"$f":"IF(PlotControl!$B$4 = \"Annual Max\",MAX(OFFSET('1EPond'!$C$10,12*$A39,4*(PlotControl!$C$6-1),12,1)),AVERAGE(OFFSET('1EPond'!$C$10,12*$A39,4*(PlotControl!$C$6-1),12,1)))","v":30248},{"$f":"IF(PlotControl!$B$4 = \"Annual Max\",MAX(OFFSET('1EPond'!$D$10,12*$A39,4*(PlotControl!$C$6-1),12,1)),AVERAGE(OFFSET('1EPond'!$D$10,12*$A39,4*(PlotControl!$C$6-1),12,1)))","v":32227},{"$f":"IF(PlotControl!$B$4 = \"Annual Max\",MAX(OFFSET('1EPond'!$E$10,12*$A39,4*(PlotControl!$C$6-1),12,1)),AVERAGE(OFFSET('1EPond'!$E$10,12*$A39,4*(PlotControl!$C$6-1),12,1)))","v":34755},null,null,null,null,null,null,null,null,null,null,null,null,null,null,null,null,null,null,null,42.833333333333414,{"$f":"IF($X39<=7,OFFSET('2EPond'!$C$10,12*$X39,4*(PlotControl!$C$6-1),1,1),OFFSET('1EPond'!$C$10,12*$X39,4*(PlotControl!$C$6-1),1,1))","v":15616},{"$f":"IF(X39<=7,OFFSET('2EPond'!$D$10,12*$X39,4*(PlotControl!$C$6-1),1,1),OFFSET('1EPond'!$D$10,12*$X39,4*(PlotControl!$C$6-1),1,1))","v":16512},{"$f":"IF(X39<=7,OFFSET('2EPond'!$E$10,12*$X39,4*(PlotControl!$C$6-1),1,1),OFFSET('1EPond'!$E$10,12*$X39,4*(PlotControl!$C$6-1),1,1))","v":17433}]
[35,{"$f":"IF(PlotControl!$B$4 = \"Annual Max\",MAX(OFFSET('1EPond'!$C$10,12*$A40,4*(PlotControl!$C$6-1),12,1)),AVERAGE(OFFSET('1EPond'!$C$10,12*$A40,4*(PlotControl!$C$6-1),12,1)))","v":27153},{"$f":"IF(PlotControl!$B$4 = \"Annual Max\",MAX(OFFSET('1EPond'!$D$10,12*$A40,4*(PlotControl!$C$6-1),12,1)),AVERAGE(OFFSET('1EPond'!$D$10,12*$A40,4*(PlotControl!$C$6-1),12,1)))","v":28818},{"$f":"IF(PlotControl!$B$4 = \"Annual Max\",MAX(OFFSET('1EPond'!$E$10,12*$A40,4*(PlotControl!$C$6-1),12,1)),AVERAGE(OFFSET('1EPond'!$E$10,12*$A40,4*(PlotControl!$C$6-1),12,1)))","v":31002},null,null,null,null,null,null,null,null,null,null,null,null,null,null,null,null,null,null,null,42.91666666666675,{"$f":"IF($X40<=7,OFFSET('2EPond'!$C$10,12*$X40,4*(PlotControl!$C$6-1),1,1),OFFSET('1EPond'!$C$10,12*$X40,4*(PlotControl!$C$6-1),1,1))","v":15568},{"$f":"IF(X40<=7,OFFSET('2EPond'!$D$10,12*$X40,4*(PlotControl!$C$6-1),1,1),OFFSET('1EPond'!$D$10,12*$X40,4*(PlotControl!$C$6-1),1,1))","v":16474},{"$f":"IF(X40<=7,OFFSET('2EPond'!$E$10,12*$X40,4*(PlotControl!$C$6-1),1,1),OFFSET('1EPond'!$E$10,12*$X40,4*(PlotControl!$C$6-1),1,1))","v":17365}]
[36,{"$f":"IF(PlotControl!$B$4 = \"Annual Max\",MAX(OFFSET('1EPond'!$C$10,12*$A41,4*(PlotControl!$C$6-1),12,1)),AVERAGE(OFFSET('1EPond'!$C$10,12*$A41,4*(PlotControl!$C$6-1),12,1)))","v":24132},{"$f":"IF(PlotControl!$B$4 = \"Annual Max\",MAX(OFFSET('1EPond'!$D$10,12*$A41,4*(PlotControl!$C$6-1),12,1)),AVERAGE(OFFSET('1EPond'!$D$10,12*$A41,4*(PlotControl!$C$6-1),12,1)))","v":25653},{"$f":"IF(PlotControl!$B$4 = \"Annual Max\",MAX(OFFSET('1EPond'!$E$10,12*$A41,4*(PlotControl!$C$6-1),12,1)),AVERAGE(OFFSET('1EPond'!$E$10,12*$A41,4*(PlotControl!$C$6-1),12,1)))","v":27388},null,null,null,null,null,null,null,null,null,null,null,null,null,null,null,null,null,null,null,43.000000000000085,{"$f":"IF($X41<=7,OFFSET('2EPond'!$C$10,12*$X41,4*(PlotControl!$C$6-1),1,1),OFFSET('1EPond'!$C$10,12*$X41,4*(PlotControl!$C$6-1),1,1))","v":15530},{"$f":"IF(X41<=7,OFFSET('2EPond'!$D$10,12*$X41,4*(PlotControl!$C$6-1),1,1),OFFSET('1EPond'!$D$10,12*$X41,4*(PlotControl!$C$6-1),1,1))","v":16411},{"$f":"IF(X41<=7,OFFSET('2EPond'!$E$10,12*$X41,4*(PlotControl!$C$6-1),1,1),OFFSET('1EPond'!$E$10,12*$X41,4*(PlotControl!$C$6-1),1,1))","v":17290}]
[37,{"$f":"IF(PlotControl!$B$4 = \"Annual Max\",MAX(OFFSET('1EPond'!$C$10,12*$A42,4*(PlotControl!$C$6-1),12,1)),AVERAGE(OFFSET('1EPond'!$C$10,12*$A42,4*(PlotControl!$C$6-1),12,1)))","v":21626},{"$f":"IF(PlotControl!$B$4 = \"Annual Max\",MAX(OFFSET('1EPond'!$D$10,12*$A42,4*(PlotControl!$C$6-1),12,1)),AVERAGE(OFFSET('1EPond'!$D$10,12*$A42,4*(PlotControl!$C$6-1),12,1)))","v":22902},{"$f":"IF(PlotControl!$B$4 = \"Annual Max\",MAX(OFFSET('1EPond'!$E$10,12*$A42,4*(PlotControl!$C$6-1),12,1)),AVERAGE(OFFSET('1EPond'!$E$10,12*$A42,4*(PlotControl!$C$6-1),12,1)))","v":24292},null,null,null,null,null,null,null,null,null,null,null,null,null,null,null,null,null,null,null,43.083333333333421,{"$f":"IF($X42<=7,OFFSET('2EPond'!$C$10,12*$X42,4*(PlotControl!$C$6-1),1,1),OFFSET('1EPond'!$C$10,12*$X42,4*(PlotControl!$C$6-1),1,1))","v":15507},{"$f":"IF(X42<=7,OFFSET('2EPond'!$D$10,12*$X42,4*(PlotControl!$C$6-1),1,1),OFFSET('1EPond'!$D$10,12*$X42,4*(PlotControl!$C$6-1),1,1))","v":16358},{"$f":"IF(X42<=7,OFFSET('2EPond'!$E$10,12*$X42,4*(PlotControl!$C$6-1),1,1),OFFSET('1EPond'!$E$10,12*$X42,4*(PlotControl!$C$6-1),1,1))","v":17214}]
[38,{"$f":"IF(PlotControl!$B$4 = \"Annual Max\",MAX(OFFSET('1EPond'!$C$10,12*$A43,4*(PlotControl!$C$6-1),12,1)),AVERAGE(OFFSET('1EPond'!$C$10,12*$A43,4*(PlotControl!$C$6-1),12,1)))","v":19748},{"$f":"IF(PlotControl!$B$4 = \"Annual Max\",MAX(OFFSET('1EPond'!$D$10,12*$A43,4*(PlotControl!$C$6-1),12,1)),AVERAGE(OFFSET('1EPond'!$D$10,12*$A43,4*(PlotControl!$C$6-1),12,1)))","v":20901},{"$f":"IF(PlotControl!$B$4 = \"Annual Max\",MAX(OFFSET('1EPond'!$E$10,12*$A43,4*(PlotControl!$C$6-1),12,1)),AVERAGE(OFFSET('1EPond'!$E$10,12*$A43,4*(PlotControl!$C$6-1),12,1)))","v":22221},null,null,null,null,null,null,null,null,null,null,null,null,null,null,null,null,null,null,null,43.166666666666757,{"$f":"IF($X43<=7,OFFSET('2EPond'!$C$10,12*$X43,4*(PlotControl!$C$6-1),1,1),OFFSET('1EPond'!$C$10,12*$X43,4*(PlotControl!$C$6-1),1,1))","v":15510},{"$f":"IF(X43<=7,OFFSET('2EPond'!$D$10,12*$X43,4*(PlotControl!$C$6-1),1,1),OFFSET('1EPond'!$D$10,12*$X43,4*(PlotControl!$C$6-1),1,1))","v":16323},{"$f":"IF(X43<=7,OFFSET('2EPond'!$E$10,12*$X43,4*(PlotControl!$C$6-1),1,1),OFFSET('1EPond'!$E$10,12*$X43,4*(PlotControl!$C$6-1),1,1))","v":17176}]
[39,{"$f":"IF(PlotControl!$B$4 = \"Annual Max\",MAX(OFFSET('1EPond'!$C$10,12*$A44,4*(PlotControl!$C$6-1),12,1)),AVERAGE(OFFSET('1EPond'!$C$10,12*$A44,4*(PlotControl!$C$6-1),12,1)))","v":18478},{"$f":"IF(PlotControl!$B$4 = \"Annual Max\",MAX(OFFSET('1EPond'!$D$10,12*$A44,4*(PlotControl!$C$6-1),12,1)),AVERAGE(OFFSET('1EPond'!$D$10,12*$A44,4*(PlotControl!$C$6-1),12,1)))","v":19513},{"$f":"IF(PlotControl!$B$4 = \"Annual Max\",MAX(OFFSET('1EPond'!$E$10,12*$A44,4*(PlotControl!$C$6-1),12,1)),AVERAGE(OFFSET('1EPond'!$E$10,12*$A44,4*(PlotControl!$C$6-1),12,1)))","v":20672},null,null,null,null,null,null,null,null,null,null,null,null,null,null,null,null,null,null,null,43.250000000000092,{"$f":"IF($X44<=7,OFFSET('2EPond'!$C$10,12*$X44,4*(PlotControl!$C$6-1),1,1),OFFSET('1EPond'!$C$10,12*$X44,4*(PlotControl!$C$6-1),1,1))","v":15553},{"$f":"IF(X44<=7,OFFSET('2EPond'!$D$10,12*$X44,4*(PlotControl!$C$6-1),1,1),OFFSET('1EPond'!$D$10,12*$X44,4*(PlotControl!$C$6-1),1,1))","v":16335},{"$f":"IF(X44<=7,OFFSET('2EPond'!$E$10,12*$X44,4*(PlotControl!$C$6-1),1,1),OFFSET('1EPond'!$E$10,12*$X44,4*(PlotControl!$C$6-1),1,1))","v":17187}]
[40,{"$f":"IF(PlotControl!$B$4 = \"Annual Max\",MAX(OFFSET('1EPond'!$C$10,12*$A45,4*(PlotControl!$C$6-1),12,1)),AVERAGE(OFFSET('1EPond'!$C$10,12*$A45,4*(PlotControl!$C$6-1),12,1)))","v":17516},{"$f":"IF(PlotControl!$B$4 = \"Annual Max\",MAX(OFFSET('1EPond'!$D$10,12*$A45,4*(PlotControl!$C$6-1),12,1)),AVERAGE(OFFSET('1EPond'!$D$10,12*$A45,4*(PlotControl!$C$6-1),12,1)))","v":18592},{"$f":"IF(PlotControl!$B$4 = \"Annual Max\",MAX(OFFSET('1EPond'!$E$10,12*$A45,4*(PlotControl!$C$6-1),12,1)),AVERAGE(OFFSET('1EPond'!$E$10,12*$A45,4*(PlotControl!$C$6-1),12,1)))","v":19604},null,null,null,null,null,null,null,null,null,null,null,null,null,null,null,null,null,null,null,43.333333333333428,{"$f":"IF($X45<=7,OFFSET('2EPond'!$C$10,12*$X45,4*(PlotControl!$C$6-1),1,1),OFFSET('1EPond'!$C$10,12*$X45,4*(PlotControl!$C$6-1),1,1))","v":15605},{"$f":"IF(X45<=7,OFFSET('2EPond'!$D$10,12*$X45,4*(PlotControl!$C$6-1),1,1),OFFSET('1EPond'!$D$10,12*$X45,4*(PlotControl!$C$6-1),1,1))","v":16407},{"$f":"IF(X45<=7,OFFSET('2EPond'!$E$10,12*$X45,4*(PlotControl!$C$6-1),1,1),OFFSET('1EPond'!$E$10,12*$X45,4*(PlotControl!$C$6-1),1,1))","v":17232}]
[41,{"$f":"IF(PlotControl!$B$4 = \"Annual Max\",MAX(OFFSET('1EPond'!$C$10,12*$A46,4*(PlotControl!$C$6-1),12,1)),AVERAGE(OFFSET('1EPond'!$C$10,12*$A46,4*(PlotControl!$C$6-1),12,1)))","v":16651},{"$f":"IF(PlotControl!$B$4 = \"Annual Max\",MAX(OFFSET('1EPond'!$D$10,12*$A46,4*(PlotControl!$C$6-1),12,1)),AVERAGE(OFFSET('1EPond'!$D$10,12*$A46,4*(PlotControl!$C$6-1),12,1)))","v":17665},{"$f":"IF(PlotControl!$B$4 = \"Annual Max\",MAX(OFFSET('1EPond'!$E$10,12*$A46,4*(PlotControl!$C$6-1),12,1)),AVERAGE(OFFSET('1EPond'!$E$10,12*$A46,4*(PlotControl!$C$6-1),12,1)))","v":18560},null,null,null,null,null,null,null,null,null,null,null,null,null,null,null,null,null,null,null,43.416666666666764,{"$f":"IF($X46<=7,OFFSET('2EPond'!$C$10,12*$X46,4*(PlotControl!$C$6-1),1,1),OFFSET('1EPond'!$C$10,12*$X46,4*(PlotControl!$C$6-1),1,1))","v":15586},{"$f":"IF(X46<=7,OFFSET('2EPond'!$D$10,12*$X46,4*(PlotControl!$C$6-1),1,1),OFFSET('1EPond'!$D$10,12*$X46,4*(PlotControl!$C$6-1),1,1))","v":16378},{"$f":"IF(X46<=7,OFFSET('2EPond'!$E$10,12*$X46,4*(PlotControl!$C$6-1),1,1),OFFSET('1EPond'!$E$10,12*$X46,4*(PlotControl!$C$6-1),1,1))","v":17226}]
[42,{"$f":"IF(PlotControl!$B$4 = \"Annual Max\",MAX(OFFSET('1EPond'!$C$10,12*$A47,4*(PlotControl!$C$6-1),12,1)),AVERAGE(OFFSET('1EPond'!$C$10,12*$A47,4*(PlotControl!$C$6-1),12,1)))","v":16123},{"$f":"IF(PlotControl!$B$4 = \"Annual Max\",MAX(OFFSET('1EPond'!$D$10,12*$A47,4*(PlotControl!$C$6-1),12,1)),AVERAGE(OFFSET('1EPond'!$D$10,12*$A47,4*(PlotControl!$C$6-1),12,1)))","v":16893},{"$f":"IF(PlotControl!$B$4 = \"Annual Max\",MAX(OFFSET('1EPond'!$E$10,12*$A47,4*(PlotControl!$C$6-1),12,1)),AVERAGE(OFFSET('1EPond'!$E$10,12*$A47,4*(PlotControl!$C$6-1),12,1)))","v":17884},null,null,null,null,null,null,null,null,null,null,null,null,null,null,null,null,null,null,null,43.500000000000099,{"$f":"IF($X47<=7,OFFSET('2EPond'!$C$10,12*$X47,4*(PlotControl!$C$6-1),1,1),OFFSET('1EPond'!$C$10,12*$X47,4*(PlotControl!$C$6-1),1,1))","v":15464},{"$f":"IF(X47<=7,OFFSET('2EPond'!$D$10,12*$X47,4*(PlotControl!$C$6-1),1,1),OFFSET('1EPond'!$D$10,12*$X47,4*(PlotControl!$C$6-1),1,1))","v":16270},{"$f":"IF(X47<=7,OFFSET('2EPond'!$E$10,12*$X47,4*(PlotControl!$C$6-1),1,1),OFFSET('1EPond'!$E$10,12*$X47,4*(PlotControl!$C$6-1),1,1))","v":17093}]
[43,{"$f":"IF(PlotControl!$B$4 = \"Annual Max\",MAX(OFFSET('1EPond'!$C$10,12*$A48,4*(PlotControl!$C$6-1),12,1)),AVERAGE(OFFSET('1EPond'!$C$10,12*$A48,4*(PlotControl!$C$6-1),12,1)))","v":15605},{"$f":"IF(PlotControl!$B$4 = \"Annual Max\",MAX(OFFSET('1EPond'!$D$10,12*$A48,4*(PlotControl!$C$6-1),12,1)),AVERAGE(OFFSET('1EPond'!$D$10,12*$A48,4*(PlotControl!$C$6-1),12,1)))","v":16411},{"$f":"IF(PlotControl!$B$4 = \"Annual Max\",MAX(OFFSET('1EPond'!$E$10,12*$A48,4*(PlotControl!$C$6-1),12,1)),AVERAGE(OFFSET('1EPond'!$E$10,12*$A48,4*(PlotControl!$C$6-1),12,1)))","v":17290},null,null,null,null,null,null,null,null,null,null,null,null,null,null,null,null,null,null,null,43.583333333333435,{"$f":"IF($X48<=7,OFFSET('2EPond'!$C$10,12*$X48,4*(PlotControl!$C$6-1),1,1),OFFSET('1EPond'!$C$10,12*$X48,4*(PlotControl!$C$6-1),1,1))","v":15388},{"$f":"IF(X48<=7,OFFSET('2EPond'!$D$10,12*$X48,4*(PlotControl!$C$6-1),1,1),OFFSET('1EPond'!$D$10,12*$X48,4*(PlotControl!$C$6-1),1,1))","v":16228},{"$f":"IF(X48<=7,OFFSET('2EPond'!$E$10,12*$X48,4*(PlotControl!$C$6-1),1,1),OFFSET('1EPond'!$E$10,12*$X48,4*(PlotControl!$C$6-1),1,1))","v":17070}]
[44,{"$f":"IF(PlotControl!$B$4 = \"Annual Max\",MAX(OFFSET('1EPond'!$C$10,12*$A49,4*(PlotControl!$C$6-1),12,1)),AVERAGE(OFFSET('1EPond'!$C$10,12*$A49,4*(PlotControl!$C$6-1),12,1)))","v":15165},{"$f":"IF(PlotControl!$B$4 = \"Annual Max\",MAX(OFFSET('1EPond'!$D$10,12*$A49,4*(PlotControl!$C$6-1),12,1)),AVERAGE(OFFSET('1EPond'!$D$10,12*$A49,4*(PlotControl!$C$6-1),12,1)))","v":15996},{"$f":"IF(PlotControl!$B$4 = \"Annual Max\",MAX(OFFSET('1EPond'!$E$10,12*$A49,4*(PlotControl!$C$6-1),12,1)),AVERAGE(OFFSET('1EPond'!$E$10,12*$A49,4*(PlotControl!$C$6-1),12,1)))","v":16767},null,null,null,null,null,null,null,null,null,null,null,null,null,null,null,null,null,null,null,43.666666666666771,{"$f":"IF($X49<=7,OFFSET('2EPond'!$C$10,12*$X49,4*(PlotControl!$C$6-1),1,1),OFFSET('1EPond'!$C$10,12*$X49,4*(PlotControl!$C$6-1),1,1))","v":15341},{"$f":"IF(X49<=7,OFFSET('2EPond'!$D$10,12*$X49,4*(PlotControl!$C$6-1),1,1),OFFSET('1EPond'!$D$10,12*$X49,4*(PlotControl!$C$6-1),1,1))","v":16199},{"$f":"IF(X49<=7,OFFSET('2EPond'!$E$10,12*$X49,4*(PlotControl!$C$6-1),1,1),OFFSET('1EPond'!$E$10,12*$X49,4*(PlotControl!$C$6-1),1,1))","v":17046}]
[45,{"$f":"IF(PlotControl!$B$4 = \"Annual Max\",MAX(OFFSET('1EPond'!$C$10,12*$A50,4*(PlotControl!$C$6-1),12,1)),AVERAGE(OFFSET('1EPond'!$C$10,12*$A50,4*(PlotControl!$C$6-1),12,1)))","v":14857},{"$f":"IF(PlotControl!$B$4 = \"Annual Max\",MAX(OFFSET('1EPond'!$D$10,12*$A50,4*(PlotControl!$C$6-1),12,1)),AVERAGE(OFFSET('1EPond'!$D$10,12*$A50,4*(PlotControl!$C$6-1),12,1)))","v":15621},{"$f":"IF(PlotControl!$B$4 = \"Annual Max\",MAX(OFFSET('1EPond'!$E$10,12*$A50,4*(PlotControl!$C$6-1),12,1)),AVERAGE(OFFSET('1EPond'!$E$10,12*$A50,4*(PlotControl!$C$6-1),12,1)))","v":16459},null,null,null,null,null,null,null,null,null,null,null,null,null,null,null,null,null,null,null,43.750000000000107,{"$f":"IF($X50<=7,OFFSET('2EPond'!$C$10,12*$X50,4*(PlotControl!$C$6-1),1,1),OFFSET('1EPond'!$C$10,12*$X50,4*(PlotControl!$C$6-1),1,1))","v":15189},{"$f":"IF(X50<=7,OFFSET('2EPond'!$D$10,12*$X50,4*(PlotControl!$C$6-1),1,1),OFFSET('1EPond'!$D$10,12*$X50,4*(PlotControl!$C$6-1),1,1))","v":16101},{"$f":"IF(X50<=7,OFFSET('2EPond'!$E$10,12*$X50,4*(PlotControl!$C$6-1),1,1),OFFSET('1EPond'!$E$10,12*$X50,4*(PlotControl!$C$6-1),1,1))","v":16962}]
[46,{"$f":"IF(PlotControl!$B$4 = \"Annual Max\",MAX(OFFSET('1EPond'!$C$10,12*$A51,4*(PlotControl!$C$6-1),12,1)),AVERAGE(OFFSET('1EPond'!$C$10,12*$A51,4*(PlotControl!$C$6-1),12,1)))","v":14568},{"$f":"IF(PlotControl!$B$4 = \"Annual Max\",MAX(OFFSET('1EPond'!$D$10,12*$A51,4*(PlotControl!$C$6-1),12,1)),AVERAGE(OFFSET('1EPond'!$D$10,12*$A51,4*(PlotControl!$C$6-1),12,1)))","v":15291},{"$f":"IF(PlotControl!$B$4 = \"Annual Max\",MAX(OFFSET('1EPond'!$E$10,12*$A51,4*(PlotControl!$C$6-1),12,1)),AVERAGE(OFFSET('1EPond'!$E$10,12*$A51,4*(PlotControl!$C$6-1),12,1)))","v":16195},null,null,null,null,null,null,null,null,null,null,null,null,null,null,null,null,null,null,null,43.833333333333442,{"$f":"IF($X51<=7,OFFSET('2EPond'!$C$10,12*$X51,4*(PlotControl!$C$6-1),1,1),OFFSET('1EPond'!$C$10,12*$X51,4*(PlotControl!$C$6-1),1,1))","v":15121},{"$f":"IF(X51<=7,OFFSET('2EPond'!$D$10,12*$X51,4*(PlotControl!$C$6-1),1,1),OFFSET('1EPond'!$D$10,12*$X51,4*(PlotControl!$C$6-1),1,1))","v":16051},{"$f":"IF(X51<=7,OFFSET('2EPond'!$E$10,12*$X51,4*(PlotControl!$C$6-1),1,1),OFFSET('1EPond'!$E$10,12*$X51,4*(PlotControl!$C$6-1),1,1))","v":16926}]
[47,{"$f":"IF(PlotControl!$B$4 = \"Annual Max\",MAX(OFFSET('1EPond'!$C$10,12*$A52,4*(PlotControl!$C$6-1),12,1)),AVERAGE(OFFSET('1EPond'!$C$10,12*$A52,4*(PlotControl!$C$6-1),12,1)))","v":14283},{"$f":"IF(PlotControl!$B$4 = \"Annual Max\",MAX(OFFSET('1EPond'!$D$10,12*$A52,4*(PlotControl!$C$6-1),12,1)),AVERAGE(OFFSET('1EPond'!$D$10,12*$A52,4*(PlotControl!$C$6-1),12,1)))","v":14986},{"$f":"IF(PlotControl!$B$4 = \"Annual Max\",MAX(OFFSET('1EPond'!$E$10,12*$A52,4*(PlotControl!$C$6-1),12,1)),AVERAGE(OFFSET('1EPond'!$E$10,12*$A52,4*(PlotControl!$C$6-1),12,1)))","v":16046},null,null,null,null,null,null,null,null,null,null,null,null,null,null,null,null,null,null,null,43.916666666666778,{"$f":"IF($X52<=7,OFFSET('2EPond'!$C$10,12*$X52,4*(PlotControl!$C$6-1),1,1),OFFSET('1EPond'!$C$10,12*$X52,4*(PlotControl!$C$6-1),1,1))","v":15096},{"$f":"IF(X52<=7,OFFSET('2EPond'!$D$10,12*$X52,4*(PlotControl!$C$6-1),1,1),OFFSET('1EPond'!$D$10,12*$X52,4*(PlotControl!$C$6-1),1,1))","v":16006},{"$f":"IF(X52<=7,OFFSET('2EPond'!$E$10,12*$X52,4*(PlotControl!$C$6-1),1,1),OFFSET('1EPond'!$E$10,12*$X52,4*(PlotControl!$C$6-1),1,1))","v":16867}]
[48,{"$f":"IF(PlotControl!$B$4 = \"Annual Max\",MAX(OFFSET('1EPond'!$C$10,12*$A53,4*(PlotControl!$C$6-1),12,1)),AVERAGE(OFFSET('1EPond'!$C$10,12*$A53,4*(PlotControl!$C$6-1),12,1)))","v":14034},{"$f":"IF(PlotControl!$B$4 = \"Annual Max\",MAX(OFFSET('1EPond'!$D$10,12*$A53,4*(PlotControl!$C$6-1),12,1)),AVERAGE(OFFSET('1EPond'!$D$10,12*$A53,4*(PlotControl!$C$6-1),12,1)))","v":14710},{"$f":"IF(PlotControl!$B$4 = \"Annual Max\",MAX(OFFSET('1EPond'!$E$10,12*$A53,4*(PlotControl!$C$6-1),12,1)),AVERAGE(OFFSET('1EPond'!$E$10,12*$A53,4*(PlotControl!$C$6-1),12,1)))","v":16450},null,null,null,null,null,null,null,null,null,null,null,null,null,null,null,null,null,null,null,44.000000000000114,{"$f":"IF($X53<=7,OFFSET('2EPond'!$C$10,12*$X53,4*(PlotControl!$C$6-1),1,1),OFFSET('1EPond'!$C$10,12*$X53,4*(PlotControl!$C$6-1),1,1))","v":15071},{"$f":"IF(X53<=7,OFFSET('2EPond'!$D$10,12*$X53,4*(PlotControl!$C$6-1),1,1),OFFSET('1EPond'!$D$10,12*$X53,4*(PlotControl!$C$6-1),1,1))","v":15948},{"$f":"IF(X53<=7,OFFSET('2EPond'!$E$10,12*$X53,4*(PlotControl!$C$6-1),1,1),OFFSET('1EPond'!$E$10,12*$X53,4*(PlotControl!$C$6-1),1,1))","v":16767}]
[49,{"$f":"IF(PlotControl!$B$4 = \"Annual Max\",MAX(OFFSET('1EPond'!$C$10,12*$A54,4*(PlotControl!$C$6-1),12,1)),AVERAGE(OFFSET('1EPond'!$C$10,12*$A54,4*(PlotControl!$C$6-1),12,1)))","v":13801},{"$f":"IF(PlotControl!$B$4 = \"Annual Max\",MAX(OFFSET('1EPond'!$D$10,12*$A54,4*(PlotControl!$C$6-1),12,1)),AVERAGE(OFFSET('1EPond'!$D$10,12*$A54,4*(PlotControl!$C$6-1),12,1)))","v":14425},{"$f":"IF(PlotControl!$B$4 = \"Annual Max\",MAX(OFFSET('1EPond'!$E$10,12*$A54,4*(PlotControl!$C$6-1),12,1)),AVERAGE(OFFSET('1EPond'!$E$10,12*$A54,4*(PlotControl!$C$6-1),12,1)))","v":17338},null,null,null,null,null,null,null,null,null,null,null,null,null,null,null,null,null,null,null,44.083333333333449,{"$f":"IF($X54<=7,OFFSET('2EPond'!$C$10,12*$X54,4*(PlotControl!$C$6-1),1,1),OFFSET('1EPond'!$C$10,12*$X54,4*(PlotControl!$C$6-1),1,1))","v":15060},{"$f":"IF(X54<=7,OFFSET('2EPond'!$D$10,12*$X54,4*(PlotControl!$C$6-1),1,1),OFFSET('1EPond'!$D$10,12*$X54,4*(PlotControl!$C$6-1),1,1))","v":15921},{"$f":"IF(X54<=7,OFFSET('2EPond'!$E$10,12*$X54,4*(PlotControl!$C$6-1),1,1),OFFSET('1EPond'!$E$10,12*$X54,4*(PlotControl!$C$6-1),1,1))","v":16706}]
[50,{"$f":"IF(PlotControl!$B$4 = \"Annual Max\",MAX(OFFSET('1EPond'!$C$10,12*$A55,4*(PlotControl!$C$6-1),12,1)),AVERAGE(OFFSET('1EPond'!$C$10,12*$A55,4*(PlotControl!$C$6-1),12,1)))","v":13512},{"$f":"IF(PlotControl!$B$4 = \"Annual Max\",MAX(OFFSET('1EPond'!$D$10,12*$A55,4*(PlotControl!$C$6-1),12,1)),AVERAGE(OFFSET('1EPond'!$D$10,12*$A55,4*(PlotControl!$C$6-1),12,1)))","v":14209},{"$f":"IF(PlotControl!$B$4 = \"Annual Max\",MAX(OFFSET('1EPond'!$E$10,12*$A55,4*(PlotControl!$C$6-1),12,1)),AVERAGE(OFFSET('1EPond'!$E$10,12*$A55,4*(PlotControl!$C$6-1),12,1)))","v":18320},null,null,null,null,null,null,null,null,null,null,null,null,null,null,null,null,null,null,null,44.166666666666785,{"$f":"IF($X55<=7,OFFSET('2EPond'!$C$10,12*$X55,4*(PlotControl!$C$6-1),1,1),OFFSET('1EPond'!$C$10,12*$X55,4*(PlotControl!$C$6-1),1,1))","v":15071},{"$f":"IF(X55<=7,OFFSET('2EPond'!$D$10,12*$X55,4*(PlotControl!$C$6-1),1,1),OFFSET('1EPond'!$D$10,12*$X55,4*(PlotControl!$C$6-1),1,1))","v":15907},{"$f":"IF(X55<=7,OFFSET('2EPond'!$E$10,12*$X55,4*(PlotControl!$C$6-1),1,1),OFFSET('1EPond'!$E$10,12*$X55,4*(PlotControl!$C$6-1),1,1))","v":16667}]
[51,{"$f":"IF(PlotControl!$B$4 = \"Annual Max\",MAX(OFFSET('1EPond'!$C$10,12*$A56,4*(PlotControl!$C$6-1),12,1)),AVERAGE(OFFSET('1EPond'!$C$10,12*$A56,4*(PlotControl!$C$6-1),12,1)))","v":13283},{"$f":"IF(PlotControl!$B$4 = \"Annual Max\",MAX(OFFSET('1EPond'!$D$10,12*$A56,4*(PlotControl!$C$6-1),12,1)),AVERAGE(OFFSET('1EPond'!$D$10,12*$A56,4*(PlotControl!$C$6-1),12,1)))","v":14005},{"$f":"IF(PlotControl!$B$4 = \"Annual Max\",MAX(OFFSET('1EPond'!$E$10,12*$A56,4*(PlotControl!$C$6-1),12,1)),AVERAGE(OFFSET('1EPond'!$E$10,12*$A56,4*(PlotControl!$C$6-1),12,1)))","v":19385},null,null,null,null,null,null,null,null,null,null,null,null,null,null,null,null,null,null,null,44.250000000000121,{"$f":"IF($X56<=7,OFFSET('2EPond'!$C$10,12*$X56,4*(PlotControl!$C$6-1),1,1),OFFSET('1EPond'!$C$10,12*$X56,4*(PlotControl!$C$6-1),1,1))","v":15095},{"$f":"IF(X56<=7,OFFSET('2EPond'!$D$10,12*$X56,4*(PlotControl!$C$6-1),1,1),OFFSET('1EPond'!$D$10,12*$X56,4*(PlotControl!$C$6-1),1,1))","v":15931},{"$f":"IF(X56<=7,OFFSET('2EPond'!$E$10,12*$X56,4*(PlotControl!$C$6-1),1,1),OFFSET('1EPond'!$E$10,12*$X56,4*(PlotControl!$C$6-1),1,1))","v":16662}]
[52,{"$f":"IF(PlotControl!$B$4 = \"Annual Max\",MAX(OFFSET('1EPond'!$C$10,12*$A57,4*(PlotControl!$C$6-1),12,1)),AVERAGE(OFFSET('1EPond'!$C$10,12*$A57,4*(PlotControl!$C$6-1),12,1)))","v":13049},{"$f":"IF(PlotControl!$B$4 = \"Annual Max\",MAX(OFFSET('1EPond'!$D$10,12*$A57,4*(PlotControl!$C$6-1),12,1)),AVERAGE(OFFSET('1EPond'!$D$10,12*$A57,4*(PlotControl!$C$6-1),12,1)))","v":13860},{"$f":"IF(PlotControl!$B$4 = \"Annual Max\",MAX(OFFSET('1EPond'!$E$10,12*$A57,4*(PlotControl!$C$6-1),12,1)),AVERAGE(OFFSET('1EPond'!$E$10,12*$A57,4*(PlotControl!$C$6-1),12,1)))","v":19970},null,null,null,null,null,null,null,null,null,null,null,null,null,null,null,null,null,null,null,44.333333333333456,{"$f":"IF($X57<=7,OFFSET('2EPond'!$C$10,12*$X57,4*(PlotControl!$C$6-1),1,1),OFFSET('1EPond'!$C$10,12*$X57,4*(PlotControl!$C$6-1),1,1))","v":15163},{"$f":"IF(X57<=7,OFFSET('2EPond'!$D$10,12*$X57,4*(PlotControl!$C$6-1),1,1),OFFSET('1EPond'!$D$10,12*$X57,4*(PlotControl!$C$6-1),1,1))","v":15996},{"$f":"IF(X57<=7,OFFSET('2EPond'!$E$10,12*$X57,4*(PlotControl!$C$6-1),1,1),OFFSET('1EPond'!$E$10,12*$X57,4*(PlotControl!$C$6-1),1,1))","v":16738}]
[53,{"$f":"IF(PlotControl!$B$4 = \"Annual Max\",MAX(OFFSET('1EPond'!$C$10,12*$A58,4*(PlotControl!$C$6-1),12,1)),AVERAGE(OFFSET('1EPond'!$C$10,12*$A58,4*(PlotControl!$C$6-1),12,1)))","v":12800},{"$f":"IF(PlotControl!$B$4 = \"Annual Max\",MAX(OFFSET('1EPond'!$D$10,12*$A58,4*(PlotControl!$C$6-1),12,1)),AVERAGE(OFFSET('1EPond'!$D$10,12*$A58,4*(PlotControl!$C$6-1),12,1)))","v":13684},{"$f":"IF(PlotControl!$B$4 = \"Annual Max\",MAX(OFFSET('1EPond'!$E$10,12*$A58,4*(PlotControl!$C$6-1),12,1)),AVERAGE(OFFSET('1EPond'!$E$10,12*$A58,4*(PlotControl!$C$6-1),12,1)))","v":20479},null,null,null,null,null,null,null,null,null,null,null,null,null,null,null,null,null,null,null,44.416666666666792,{"$f":"IF($X58<=7,OFFSET('2EPond'!$C$10,12*$X58,4*(PlotControl!$C$6-1),1,1),OFFSET('1EPond'!$C$10,12*$X58,4*(PlotControl!$C$6-1),1,1))","v":15165},{"$f":"IF(X58<=7,OFFSET('2EPond'!$D$10,12*$X58,4*(PlotControl!$C$6-1),1,1),OFFSET('1EPond'!$D$10,12*$X58,4*(PlotControl!$C$6-1),1,1))","v":15964},{"$f":"IF(X58<=7,OFFSET('2EPond'!$E$10,12*$X58,4*(PlotControl!$C$6-1),1,1),OFFSET('1EPond'!$E$10,12*$X58,4*(PlotControl!$C$6-1),1,1))","v":16746}]
[54,{"$f":"IF(PlotControl!$B$4 = \"Annual Max\",MAX(OFFSET('1EPond'!$C$10,12*$A59,4*(PlotControl!$C$6-1),12,1)),AVERAGE(OFFSET('1EPond'!$C$10,12*$A59,4*(PlotControl!$C$6-1),12,1)))","v":12601},{"$f":"IF(PlotControl!$B$4 = \"Annual Max\",MAX(OFFSET('1EPond'!$D$10,12*$A59,4*(PlotControl!$C$6-1),12,1)),AVERAGE(OFFSET('1EPond'!$D$10,12*$A59,4*(PlotControl!$C$6-1),12,1)))","v":13662},{"$f":"IF(PlotControl!$B$4 = \"Annual Max\",MAX(OFFSET('1EPond'!$E$10,12*$A59,4*(PlotControl!$C$6-1),12,1)),AVERAGE(OFFSET('1EPond'!$E$10,12*$A59,4*(PlotControl!$C$6-1),12,1)))","v":21052},null,null,null,null,null,null,null,null,null,null,null,null,null,null,null,null,null,null,null,44.500000000000128,{"$f":"IF($X59<=7,OFFSET('2EPond'!$C$10,12*$X59,4*(PlotControl!$C$6-1),1,1),OFFSET('1EPond'!$C$10,12*$X59,4*(PlotControl!$C$6-1),1,1))","v":15076},{"$f":"IF(X59<=7,OFFSET('2EPond'!$D$10,12*$X59,4*(PlotControl!$C$6-1),1,1),OFFSET('1EPond'!$D$10,12*$X59,4*(PlotControl!$C$6-1),1,1))","v":15835},{"$f":"IF(X59<=7,OFFSET('2EPond'!$E$10,12*$X59,4*(PlotControl!$C$6-1),1,1),OFFSET('1EPond'!$E$10,12*$X59,4*(PlotControl!$C$6-1),1,1))","v":16662}]
[55,{"$f":"IF(PlotControl!$B$4 = \"Annual Max\",MAX(OFFSET('1EPond'!$C$10,12*$A60,4*(PlotControl!$C$6-1),12,1)),AVERAGE(OFFSET('1EPond'!$C$10,12*$A60,4*(PlotControl!$C$6-1),12,1)))","v":12433},{"$f":"IF(PlotControl!$B$4 = \"Annual Max\",MAX(OFFSET('1EPond'!$D$10,12*$A60,4*(PlotControl!$C$6-1),12,1)),AVERAGE(OFFSET('1EPond'!$D$10,12*$A60,4*(PlotControl!$C$6-1),12,1)))","v":13852},{"$f":"IF(PlotControl!$B$4 = \"Annual Max\",MAX(OFFSET('1EPond'!$E$10,12*$A60,4*(PlotControl!$C$6-1),12,1)),AVERAGE(OFFSET('1EPond'!$E$10,12*$A60,4*(PlotControl!$C$6-1),12,1)))","v":21118},null,null,null,null,null,null,null,null,null,null,null,null,null,null,null,null,null,null,null,44.583333333333464,{"$f":"IF($X60<=7,OFFSET('2EPond'!$C$10,12*$X60,4*(PlotControl!$C$6-1),1,1),OFFSET('1EPond'!$C$10,12*$X60,4*(PlotControl!$C$6-1),1,1))","v":14998},{"$f":"IF(X60<=7,OFFSET('2EPond'!$D$10,12*$X60,4*(PlotControl!$C$6-1),1,1),OFFSET('1EPond'!$D$10,12*$X60,4*(PlotControl!$C$6-1),1,1))","v":15805},{"$f":"IF(X60<=7,OFFSET('2EPond'!$E$10,12*$X60,4*(PlotControl!$C$6-1),1,1),OFFSET('1EPond'!$E$10,12*$X60,4*(PlotControl!$C$6-1),1,1))","v":16659}]
[56,{"$f":"IF(PlotControl!$B$4 = \"Annual Max\",MAX(OFFSET('1EPond'!$C$10,12*$A61,4*(PlotControl!$C$6-1),12,1)),AVERAGE(OFFSET('1EPond'!$C$10,12*$A61,4*(PlotControl!$C$6-1),12,1)))","v":12298},{"$f":"IF(PlotControl!$B$4 = \"Annual Max\",MAX(OFFSET('1EPond'!$D$10,12*$A61,4*(PlotControl!$C$6-1),12,1)),AVERAGE(OFFSET('1EPond'!$D$10,12*$A61,4*(PlotControl!$C$6-1),12,1)))","v":14860},{"$f":"IF(PlotControl!$B$4 = \"Annual Max\",MAX(OFFSET('1EPond'!$E$10,12*$A61,4*(PlotControl!$C$6-1),12,1)),AVERAGE(OFFSET('1EPond'!$E$10,12*$A61,4*(PlotControl!$C$6-1),12,1)))","v":21073},null,null,null,null,null,null,null,null,null,null,null,null,null,null,null,null,null,null,null,44.666666666666799,{"$f":"IF($X61<=7,OFFSET('2EPond'!$C$10,12*$X61,4*(PlotControl!$C$6-1),1,1),OFFSET('1EPond'!$C$10,12*$X61,4*(PlotControl!$C$6-1),1,1))","v":14951},{"$f":"IF(X61<=7,OFFSET('2EPond'!$D$10,12*$X61,4*(PlotControl!$C$6-1),1,1),OFFSET('1EPond'!$D$10,12*$X61,4*(PlotControl!$C$6-1),1,1))","v":15785},{"$f":"IF(X61<=7,OFFSET('2EPond'!$E$10,12*$X61,4*(PlotControl!$C$6-1),1,1),OFFSET('1EPond'!$E$10,12*$X61,4*(PlotControl!$C$6-1),1,1))","v":16654}]
[57,{"$f":"IF(PlotControl!$B$4 = \"Annual Max\",MAX(OFFSET('1EPond'!$C$10,12*$A62,4*(PlotControl!$C$6-1),12,1)),AVERAGE(OFFSET('1EPond'!$C$10,12*$A62,4*(PlotControl!$C$6-1),12,1)))","v":12246},{"$f":"IF(PlotControl!$B$4 = \"Annual Max\",MAX(OFFSET('1EPond'!$D$10,12*$A62,4*(PlotControl!$C$6-1),12,1)),AVERAGE(OFFSET('1EPond'!$D$10,12*$A62,4*(PlotControl!$C$6-1),12,1)))","v":15731},{"$f":"IF(PlotControl!$B$4 = \"Annual Max\",MAX(OFFSET('1EPond'!$E$10,12*$A62,4*(PlotControl!$C$6-1),12,1)),AVERAGE(OFFSET('1EPond'!$E$10,12*$A62,4*(PlotControl!$C$6-1),12,1)))","v":21269},null,null,null,null,null,null,null,null,null,null,null,null,null,null,null,null,null,null,null,44.750000000000135,{"$f":"IF($X62<=7,OFFSET('2EPond'!$C$10,12*$X62,4*(PlotControl!$C$6-1),1,1),OFFSET('1EPond'!$C$10,12*$X62,4*(PlotControl!$C$6-1),1,1))","v":14829},{"$f":"IF(X62<=7,OFFSET('2EPond'!$D$10,12*$X62,4*(PlotControl!$C$6-1),1,1),OFFSET('1EPond'!$D$10,12*$X62,4*(PlotControl!$C$6-1),1,1))","v":15696},{"$f":"IF(X62<=7,OFFSET('2EPond'!$E$10,12*$X62,4*(PlotControl!$C$6-1),1,1),OFFSET('1EPond'!$E$10,12*$X62,4*(PlotControl!$C$6-1),1,1))","v":16594}]
[58,{"$f":"IF(PlotControl!$B$4 = \"Annual Max\",MAX(OFFSET('1EPond'!$C$10,12*$A63,4*(PlotControl!$C$6-1),12,1)),AVERAGE(OFFSET('1EPond'!$C$10,12*$A63,4*(PlotControl!$C$6-1),12,1)))","v":12204},{"$f":"IF(PlotControl!$B$4 = \"Annual Max\",MAX(OFFSET('1EPond'!$D$10,12*$A63,4*(PlotControl!$C$6-1),12,1)),AVERAGE(OFFSET('1EPond'!$D$10,12*$A63,4*(PlotControl!$C$6-1),12,1)))","v":16341},{"$f":"IF(PlotControl!$B$4 = \"Annual Max\",MAX(OFFSET('1EPond'!$E$10,12*$A63,4*(PlotControl!$C$6-1),12,1)),AVERAGE(OFFSET('1EPond'!$E$10,12*$A63,4*(PlotControl!$C$6-1),12,1)))","v":21424},null,null,null,null,null,null,null,null,null,null,null,null,null,null,null,null,null,null,null,44.833333333333471,{"$f":"IF($X63<=7,OFFSET('2EPond'!$C$10,12*$X63,4*(PlotControl!$C$6-1),1,1),OFFSET('1EPond'!$C$10,12*$X63,4*(PlotControl!$C$6-1),1,1))","v":14789},{"$f":"IF(X63<=7,OFFSET('2EPond'!$D$10,12*$X63,4*(PlotControl!$C$6-1),1,1),OFFSET('1EPond'!$D$10,12*$X63,4*(PlotControl!$C$6-1),1,1))","v":15652},{"$f":"IF(X63<=7,OFFSET('2EPond'!$E$10,12*$X63,4*(PlotControl!$C$6-1),1,1),OFFSET('1EPond'!$E$10,12*$X63,4*(PlotControl!$C$6-1),1,1))","v":16543}]
[59,{"$f":"IF(PlotControl!$B$4 = \"Annual Max\",MAX(OFFSET('1EPond'!$C$10,12*$A64,4*(PlotControl!$C$6-1),12,1)),AVERAGE(OFFSET('1EPond'!$C$10,12*$A64,4*(PlotControl!$C$6-1),12,1)))","v":12265},{"$f":"IF(PlotControl!$B$4 = \"Annual Max\",MAX(OFFSET('1EPond'!$D$10,12*$A64,4*(PlotControl!$C$6-1),12,1)),AVERAGE(OFFSET('1EPond'!$D$10,12*$A64,4*(PlotControl!$C$6-1),12,1)))","v":16882},{"$f":"IF(PlotControl!$B$4 = \"Annual Max\",MAX(OFFSET('1EPond'!$E$10,12*$A64,4*(PlotControl!$C$6-1),12,1)),AVERAGE(OFFSET('1EPond'!$E$10,12*$A64,4*(PlotControl!$C$6-1),12,1)))","v":21670},null,null,null,null,null,null,null,null,null,null,null,null,null,null,null,null,null,null,null,44.916666666666806,{"$f":"IF($X64<=7,OFFSET('2EPond'!$C$10,12*$X64,4*(PlotControl!$C$6-1),1,1),OFFSET('1EPond'!$C$10,12*$X64,4*(PlotControl!$C$6-1),1,1))","v":14762},{"$f":"IF(X64<=7,OFFSET('2EPond'!$D$10,12*$X64,4*(PlotControl!$C$6-1),1,1),OFFSET('1EPond'!$D$10,12*$X64,4*(PlotControl!$C$6-1),1,1))","v":15614},{"$f":"IF(X64<=7,OFFSET('2EPond'!$E$10,12*$X64,4*(PlotControl!$C$6-1),1,1),OFFSET('1EPond'!$E$10,12*$X64,4*(PlotControl!$C$6-1),1,1))","v":16490}]
[60,{"$f":"IF(PlotControl!$B$4 = \"Annual Max\",MAX(OFFSET('1EPond'!$C$10,12*$A65,4*(PlotControl!$C$6-1),12,1)),AVERAGE(OFFSET('1EPond'!$C$10,12*$A65,4*(PlotControl!$C$6-1),12,1)))","v":12272},{"$f":"IF(PlotControl!$B$4 = \"Annual Max\",MAX(OFFSET('1EPond'!$D$10,12*$A65,4*(PlotControl!$C$6-1),12,1)),AVERAGE(OFFSET('1EPond'!$D$10,12*$A65,4*(PlotControl!$C$6-1),12,1)))","v":17153},{"$f":"IF(PlotControl!$B$4 = \"Annual Max\",MAX(OFFSET('1EPond'!$E$10,12*$A65,4*(PlotControl!$C$6-1),12,1)),AVERAGE(OFFSET('1EPond'!$E$10,12*$A65,4*(PlotControl!$C$6-1),12,1)))","v":21845},null,null,null,null,null,null,null,null,null,null,null,null,null,null,null,null,null,null,null,45.000000000000142,{"$f":"IF($X65<=7,OFFSET('2EPond'!$C$10,12*$X65,4*(PlotControl!$C$6-1),1,1),OFFSET('1EPond'!$C$10,12*$X65,4*(PlotControl!$C$6-1),1,1))","v":14730},{"$f":"IF(X65<=7,OFFSET('2EPond'!$D$10,12*$X65,4*(PlotControl!$C$6-1),1,1),OFFSET('1EPond'!$D$10,12*$X65,4*(PlotControl!$C$6-1),1,1))","v":15568},{"$f":"IF(X65<=7,OFFSET('2EPond'!$E$10,12*$X65,4*(PlotControl!$C$6-1),1,1),OFFSET('1EPond'!$E$10,12*$X65,4*(PlotControl!$C$6-1),1,1))","v":16408}]
[61,{"$f":"IF(PlotControl!$B$4 = \"Annual Max\",MAX(OFFSET('1EPond'!$C$10,12*$A66,4*(PlotControl!$C$6-1),12,1)),AVERAGE(OFFSET('1EPond'!$C$10,12*$A66,4*(PlotControl!$C$6-1),12,1)))","v":12439},{"$f":"IF(PlotControl!$B$4 = \"Annual Max\",MAX(OFFSET('1EPond'!$D$10,12*$A66,4*(PlotControl!$C$6-1),12,1)),AVERAGE(OFFSET('1EPond'!$D$10,12*$A66,4*(PlotControl!$C$6-1),12,1)))","v":17381},{"$f":"IF(PlotControl!$B$4 = \"Annual Max\",MAX(OFFSET('1EPond'!$E$10,12*$A66,4*(PlotControl!$C$6-1),12,1)),AVERAGE(OFFSET('1EPond'!$E$10,12*$A66,4*(PlotControl!$C$6-1),12,1)))","v":22086},null,null,null,null,null,null,null,null,null,null,null,null,null,null,null,null,null,null,null,45.083333333333478,{"$f":"IF($X66<=7,OFFSET('2EPond'!$C$10,12*$X66,4*(PlotControl!$C$6-1),1,1),OFFSET('1EPond'!$C$10,12*$X66,4*(PlotControl!$C$6-1),1,1))","v":14724},{"$f":"IF(X66<=7,OFFSET('2EPond'!$D$10,12*$X66,4*(PlotControl!$C$6-1),1,1),OFFSET('1EPond'!$D$10,12*$X66,4*(PlotControl!$C$6-1),1,1))","v":15534},{"$f":"IF(X66<=7,OFFSET('2EPond'!$E$10,12*$X66,4*(PlotControl!$C$6-1),1,1),OFFSET('1EPond'!$E$10,12*$X66,4*(PlotControl!$C$6-1),1,1))","v":16370}]
[62,{"$f":"IF(PlotControl!$B$4 = \"Annual Max\",MAX(OFFSET('1EPond'!$C$10,12*$A67,4*(PlotControl!$C$6-1),12,1)),AVERAGE(OFFSET('1EPond'!$C$10,12*$A67,4*(PlotControl!$C$6-1),12,1)))","v":12561},{"$f":"IF(PlotControl!$B$4 = \"Annual Max\",MAX(OFFSET('1EPond'!$D$10,12*$A67,4*(PlotControl!$C$6-1),12,1)),AVERAGE(OFFSET('1EPond'!$D$10,12*$A67,4*(PlotControl!$C$6-1),12,1)))","v":17809},{"$f":"IF(PlotControl!$B$4 = \"Annual Max\",MAX(OFFSET('1EPond'!$E$10,12*$A67,4*(PlotControl!$C$6-1),12,1)),AVERAGE(OFFSET('1EPond'!$E$10,12*$A67,4*(PlotControl!$C$6-1),12,1)))","v":22101},null,null,null,null,null,null,null,null,null,null,null,null,null,null,null,null,null,null,null,45.166666666666814,{"$f":"IF($X67<=7,OFFSET('2EPond'!$C$10,12*$X67,4*(PlotControl!$C$6-1),1,1),OFFSET('1EPond'!$C$10,12*$X67,4*(PlotControl!$C$6-1),1,1))","v":14746},{"$f":"IF(X67<=7,OFFSET('2EPond'!$D$10,12*$X67,4*(PlotControl!$C$6-1),1,1),OFFSET('1EPond'!$D$10,12*$X67,4*(PlotControl!$C$6-1),1,1))","v":15529},{"$f":"IF(X67<=7,OFFSET('2EPond'!$E$10,12*$X67,4*(PlotControl!$C$6-1),1,1),OFFSET('1EPond'!$E$10,12*$X67,4*(PlotControl!$C$6-1),1,1))","v":16357}]
[63,{"$f":"IF(PlotControl!$B$4 = \"Annual Max\",MAX(OFFSET('1EPond'!$C$10,12*$A68,4*(PlotControl!$C$6-1),12,1)),AVERAGE(OFFSET('1EPond'!$C$10,12*$A68,4*(PlotControl!$C$6-1),12,1)))","v":12974},{"$f":"IF(PlotControl!$B$4 = \"Annual Max\",MAX(OFFSET('1EPond'!$D$10,12*$A68,4*(PlotControl!$C$6-1),12,1)),AVERAGE(OFFSET('1EPond'!$D$10,12*$A68,4*(PlotControl!$C$6-1),12,1)))","v":18196},{"$f":"IF(PlotControl!$B$4 = \"Annual Max\",MAX(OFFSET('1EPond'!$E$10,12*$A68,4*(PlotControl!$C$6-1),12,1)),AVERAGE(OFFSET('1EPond'!$E$10,12*$A68,4*(PlotControl!$C$6-1),12,1)))","v":22099},null,null,null,null,null,null,null,null,null,null,null,null,null,null,null,null,null,null,null,45.250000000000149,{"$f":"IF($X68<=7,OFFSET('2EPond'!$C$10,12*$X68,4*(PlotControl!$C$6-1),1,1),OFFSET('1EPond'!$C$10,12*$X68,4*(PlotControl!$C$6-1),1,1))","v":14798},{"$f":"IF(X68<=7,OFFSET('2EPond'!$D$10,12*$X68,4*(PlotControl!$C$6-1),1,1),OFFSET('1EPond'!$D$10,12*$X68,4*(PlotControl!$C$6-1),1,1))","v":15565},{"$f":"IF(X68<=7,OFFSET('2EPond'!$E$10,12*$X68,4*(PlotControl!$C$6-1),1,1),OFFSET('1EPond'!$E$10,12*$X68,4*(PlotControl!$C$6-1),1,1))","v":16392}]
[64,{"$f":"IF(PlotControl!$B$4 = \"Annual Max\",MAX(OFFSET('1EPond'!$C$10,12*$A69,4*(PlotControl!$C$6-1),12,1)),AVERAGE(OFFSET('1EPond'!$C$10,12*$A69,4*(PlotControl!$C$6-1),12,1)))","v":13648},{"$f":"IF(PlotControl!$B$4 = \"Annual Max\",MAX(OFFSET('1EPond'!$D$10,12*$A69,4*(PlotControl!$C$6-1),12,1)),AVERAGE(OFFSET('1EPond'!$D$10,12*$A69,4*(PlotControl!$C$6-1),12,1)))","v":18466},{"$f":"IF(PlotControl!$B$4 = \"Annual Max\",MAX(OFFSET('1EPond'!$E$10,12*$A69,4*(PlotControl!$C$6-1),12,1)),AVERAGE(OFFSET('1EPond'!$E$10,12*$A69,4*(PlotControl!$C$6-1),12,1)))","v":22653},null,null,null,null,null,null,null,null,null,null,null,null,null,null,null,null,null,null,null,45.333333333333485,{"$f":"IF($X69<=7,OFFSET('2EPond'!$C$10,12*$X69,4*(PlotControl!$C$6-1),1,1),OFFSET('1EPond'!$C$10,12*$X69,4*(PlotControl!$C$6-1),1,1))","v":14857},{"$f":"IF(X69<=7,OFFSET('2EPond'!$D$10,12*$X69,4*(PlotControl!$C$6-1),1,1),OFFSET('1EPond'!$D$10,12*$X69,4*(PlotControl!$C$6-1),1,1))","v":15621},{"$f":"IF(X69<=7,OFFSET('2EPond'!$E$10,12*$X69,4*(PlotControl!$C$6-1),1,1),OFFSET('1EPond'!$E$10,12*$X69,4*(PlotControl!$C$6-1),1,1))","v":16459}]
[65,{"$f":"IF(PlotControl!$B$4 = \"Annual Max\",MAX(OFFSET('1EPond'!$C$10,12*$A70,4*(PlotControl!$C$6-1),12,1)),AVERAGE(OFFSET('1EPond'!$C$10,12*$A70,4*(PlotControl!$C$6-1),12,1)))","v":14456},{"$f":"IF(PlotControl!$B$4 = \"Annual Max\",MAX(OFFSET('1EPond'!$D$10,12*$A70,4*(PlotControl!$C$6-1),12,1)),AVERAGE(OFFSET('1EPond'!$D$10,12*$A70,4*(PlotControl!$C$6-1),12,1)))","v":18599},{"$f":"IF(PlotControl!$B$4 = \"Annual Max\",MAX(OFFSET('1EPond'!$E$10,12*$A70,4*(PlotControl!$C$6-1),12,1)),AVERAGE(OFFSET('1EPond'!$E$10,12*$A70,4*(PlotControl!$C$6-1),12,1)))","v":22858},null,null,null,null,null,null,null,null,null,null,null,null,null,null,null,null,null,null,null,45.416666666666821,{"$f":"IF($X70<=7,OFFSET('2EPond'!$C$10,12*$X70,4*(PlotControl!$C$6-1),1,1),OFFSET('1EPond'!$C$10,12*$X70,4*(PlotControl!$C$6-1),1,1))","v":14847},{"$f":"IF(X70<=7,OFFSET('2EPond'!$D$10,12*$X70,4*(PlotControl!$C$6-1),1,1),OFFSET('1EPond'!$D$10,12*$X70,4*(PlotControl!$C$6-1),1,1))","v":15606},{"$f":"IF(X70<=7,OFFSET('2EPond'!$E$10,12*$X70,4*(PlotControl!$C$6-1),1,1),OFFSET('1EPond'!$E$10,12*$X70,4*(PlotControl!$C$6-1),1,1))","v":16429}]
[66,{"$f":"IF(PlotControl!$B$4 = \"Annual Max\",MAX(OFFSET('1EPond'!$C$10,12*$A71,4*(PlotControl!$C$6-1),12,1)),AVERAGE(OFFSET('1EPond'!$C$10,12*$A71,4*(PlotControl!$C$6-1),12,1)))","v":15082},{"$f":"IF(PlotControl!$B$4 = \"Annual Max\",MAX(OFFSET('1EPond'!$D$10,12*$A71,4*(PlotControl!$C$6-1),12,1)),AVERAGE(OFFSET('1EPond'!$D$10,12*$A71,4*(PlotControl!$C$6-1),12,1)))","v":18837},{"$f":"IF(PlotControl!$B$4 = \"Annual Max\",MAX(OFFSET('1EPond'!$E$10,12*$A71,4*(PlotControl!$C$6-1),12,1)),AVERAGE(OFFSET('1EPond'!$E$10,12*$A71,4*(PlotControl!$C$6-1),12,1)))","v":22571},null,null,null,null,null,null,null,null,null,null,null,null,null,null,null,null,null,null,null,{"$f":"X70+1/12","v":45.500000000000156},{"$f":"IF($X71<=7,OFFSET('2EPond'!$C$10,12*$X71,4*(PlotControl!$C$6-1),1,1),OFFSET('1EPond'!$C$10,12*$X71,4*(PlotControl!$C$6-1),1,1))","v":14741},{"$f":"IF(X71<=7,OFFSET('2EPond'!$D$10,12*$X71,4*(PlotControl!$C$6-1),1,1),OFFSET('1EPond'!$D$10,12*$X71,4*(PlotControl!$C$6-1),1,1))","v":15489},{"$f":"IF(X71<=7,OFFSET('2EPond'!$E$10,12*$X71,4*(PlotControl!$C$6-1),1,1),OFFSET('1EPond'!$E$10,12*$X71,4*(PlotControl!$C$6-1),1,1))","v":16323}]
[67,{"$f":"IF(PlotControl!$B$4 = \"Annual Max\",MAX(OFFSET('1EPond'!$C$10,12*$A72,4*(PlotControl!$C$6-1),12,1)),AVERAGE(OFFSET('1EPond'!$C$10,12*$A72,4*(PlotControl!$C$6-1),12,1)))","v":15672},{"$f":"IF(PlotControl!$B$4 = \"Annual Max\",MAX(OFFSET('1EPond'!$D$10,12*$A72,4*(PlotControl!$C$6-1),12,1)),AVERAGE(OFFSET('1EPond'!$D$10,12*$A72,4*(PlotControl!$C$6-1),12,1)))","v":18943},{"$f":"IF(PlotControl!$B$4 = \"Annual Max\",MAX(OFFSET('1EPond'!$E$10,12*$A72,4*(PlotControl!$C$6-1),12,1)),AVERAGE(OFFSET('1EPond'!$E$10,12*$A72,4*(PlotControl!$C$6-1),12,1)))","v":22532},null,null,null,null,null,null,null,null,null,null,null,null,null,null,null,null,null,null,null,45.583333333333492,{"$f":"IF($X72<=7,OFFSET('2EPond'!$C$10,12*$X72,4*(PlotControl!$C$6-1),1,1),OFFSET('1EPond'!$C$10,12*$X72,4*(PlotControl!$C$6-1),1,1))","v":14669},{"$f":"IF(X72<=7,OFFSET('2EPond'!$D$10,12*$X72,4*(PlotControl!$C$6-1),1,1),OFFSET('1EPond'!$D$10,12*$X72,4*(PlotControl!$C$6-1),1,1))","v":15440},{"$f":"IF(X72<=7,OFFSET('2EPond'!$E$10,12*$X72,4*(PlotControl!$C$6-1),1,1),OFFSET('1EPond'!$E$10,12*$X72,4*(PlotControl!$C$6-1),1,1))","v":16315}]
[68,{"$f":"IF(PlotControl!$B$4 = \"Annual Max\",MAX(OFFSET('1EPond'!$C$10,12*$A73,4*(PlotControl!$C$6-1),12,1)),AVERAGE(OFFSET('1EPond'!$C$10,12*$A73,4*(PlotControl!$C$6-1),12,1)))","v":16104},{"$f":"IF(PlotControl!$B$4 = \"Annual Max\",MAX(OFFSET('1EPond'!$D$10,12*$A73,4*(PlotControl!$C$6-1),12,1)),AVERAGE(OFFSET('1EPond'!$D$10,12*$A73,4*(PlotControl!$C$6-1),12,1)))","v":19173},{"$f":"IF(PlotControl!$B$4 = \"Annual Max\",MAX(OFFSET('1EPond'!$E$10,12*$A73,4*(PlotControl!$C$6-1),12,1)),AVERAGE(OFFSET('1EPond'!$E$10,12*$A73,4*(PlotControl!$C$6-1),12,1)))","v":22555},null,null,null,null,null,null,null,null,null,null,null,null,null,null,null,null,null,null,null,45.666666666666828,{"$f":"IF($X73<=7,OFFSET('2EPond'!$C$10,12*$X73,4*(PlotControl!$C$6-1),1,1),OFFSET('1EPond'!$C$10,12*$X73,4*(PlotControl!$C$6-1),1,1))","v":14640},{"$f":"IF(X73<=7,OFFSET('2EPond'!$D$10,12*$X73,4*(PlotControl!$C$6-1),1,1),OFFSET('1EPond'!$D$10,12*$X73,4*(PlotControl!$C$6-1),1,1))","v":15408},{"$f":"IF(X73<=7,OFFSET('2EPond'!$E$10,12*$X73,4*(PlotControl!$C$6-1),1,1),OFFSET('1EPond'!$E$10,12*$X73,4*(PlotControl!$C$6-1),1,1))","v":16342}]
[69,{"$f":"IF(PlotControl!$B$4 = \"Annual Max\",MAX(OFFSET('1EPond'!$C$10,12*$A74,4*(PlotControl!$C$6-1),12,1)),AVERAGE(OFFSET('1EPond'!$C$10,12*$A74,4*(PlotControl!$C$6-1),12,1)))","v":16339},{"$f":"IF(PlotControl!$B$4 = \"Annual Max\",MAX(OFFSET('1EPond'!$D$10,12*$A74,4*(PlotControl!$C$6-1),12,1)),AVERAGE(OFFSET('1EPond'!$D$10,12*$A74,4*(PlotControl!$C$6-1),12,1)))","v":19386},{"$f":"IF(PlotControl!$B$4 = \"Annual Max\",MAX(OFFSET('1EPond'!$E$10,12*$A74,4*(PlotControl!$C$6-1),12,1)),AVERAGE(OFFSET('1EPond'!$E$10,12*$A74,4*(PlotControl!$C$6-1),12,1)))","v":22836},null,null,null,null,null,null,null,null,null,null,null,null,null,null,null,null,null,null,null,45.750000000000163,{"$f":"IF($X74<=7,OFFSET('2EPond'!$C$10,12*$X74,4*(PlotControl!$C$6-1),1,1),OFFSET('1EPond'!$C$10,12*$X74,4*(PlotControl!$C$6-1),1,1))","v":14511},{"$f":"IF(X74<=7,OFFSET('2EPond'!$D$10,12*$X74,4*(PlotControl!$C$6-1),1,1),OFFSET('1EPond'!$D$10,12*$X74,4*(PlotControl!$C$6-1),1,1))","v":15318},{"$f":"IF(X74<=7,OFFSET('2EPond'!$E$10,12*$X74,4*(PlotControl!$C$6-1),1,1),OFFSET('1EPond'!$E$10,12*$X74,4*(PlotControl!$C$6-1),1,1))","v":16292}]
[70,{"$f":"IF(PlotControl!$B$4 = \"Annual Max\",MAX(OFFSET('1EPond'!$C$10,12*$A75,4*(PlotControl!$C$6-1),12,1)),AVERAGE(OFFSET('1EPond'!$C$10,12*$A75,4*(PlotControl!$C$6-1),12,1)))","v":16706},{"$f":"IF(PlotControl!$B$4 = \"Annual Max\",MAX(OFFSET('1EPond'!$D$10,12*$A75,4*(PlotControl!$C$6-1),12,1)),AVERAGE(OFFSET('1EPond'!$D$10,12*$A75,4*(PlotControl!$C$6-1),12,1)))","v":19602},{"$f":"IF(PlotControl!$B$4 = \"Annual Max\",MAX(OFFSET('1EPond'!$E$10,12*$A75,4*(PlotControl!$C$6-1),12,1)),AVERAGE(OFFSET('1EPond'!$E$10,12*$A75,4*(PlotControl!$C$6-1),12,1)))","v":23067},null,null,null,null,null,null,null,null,null,null,null,null,null,null,null,null,null,null,null,45.833333333333499,{"$f":"IF($X75<=7,OFFSET('2EPond'!$C$10,12*$X75,4*(PlotControl!$C$6-1),1,1),OFFSET('1EPond'!$C$10,12*$X75,4*(PlotControl!$C$6-1),1,1))","v":14462},{"$f":"IF(X75<=7,OFFSET('2EPond'!$D$10,12*$X75,4*(PlotControl!$C$6-1),1,1),OFFSET('1EPond'!$D$10,12*$X75,4*(PlotControl!$C$6-1),1,1))","v":15274},{"$f":"IF(X75<=7,OFFSET('2EPond'!$E$10,12*$X75,4*(PlotControl!$C$6-1),1,1),OFFSET('1EPond'!$E$10,12*$X75,4*(PlotControl!$C$6-1),1,1))","v":16267}]
[71,{"$f":"IF(PlotControl!$B$4 = \"Annual Max\",MAX(OFFSET('1EPond'!$C$10,12*$A76,4*(PlotControl!$C$6-1),12,1)),AVERAGE(OFFSET('1EPond'!$C$10,12*$A76,4*(PlotControl!$C$6-1),12,1)))","v":16986},{"$f":"IF(PlotControl!$B$4 = \"Annual Max\",MAX(OFFSET('1EPond'!$D$10,12*$A76,4*(PlotControl!$C$6-1),12,1)),AVERAGE(OFFSET('1EPond'!$D$10,12*$A76,4*(PlotControl!$C$6-1),12,1)))","v":19576},{"$f":"IF(PlotControl!$B$4 = \"Annual Max\",MAX(OFFSET('1EPond'!$E$10,12*$A76,4*(PlotControl!$C$6-1),12,1)),AVERAGE(OFFSET('1EPond'!$E$10,12*$A76,4*(PlotControl!$C$6-1),12,1)))","v":23033},null,null,null,null,null,null,null,null,null,null,null,null,null,null,null,null,null,null,null,45.916666666666835,{"$f":"IF($X76<=7,OFFSET('2EPond'!$C$10,12*$X76,4*(PlotControl!$C$6-1),1,1),OFFSET('1EPond'!$C$10,12*$X76,4*(PlotControl!$C$6-1),1,1))","v":14435},{"$f":"IF(X76<=7,OFFSET('2EPond'!$D$10,12*$X76,4*(PlotControl!$C$6-1),1,1),OFFSET('1EPond'!$D$10,12*$X76,4*(PlotControl!$C$6-1),1,1))","v":15244},{"$f":"IF(X76<=7,OFFSET('2EPond'!$E$10,12*$X76,4*(PlotControl!$C$6-1),1,1),OFFSET('1EPond'!$E$10,12*$X76,4*(PlotControl!$C$6-1),1,1))","v":16228}]
[72,{"$f":"IF(PlotControl!$B$4 = \"Annual Max\",MAX(OFFSET('1EPond'!$C$10,12*$A77,4*(PlotControl!$C$6-1),12,1)),AVERAGE(OFFSET('1EPond'!$C$10,12*$A77,4*(PlotControl!$C$6-1),12,1)))","v":17104},{"$f":"IF(PlotControl!$B$4 = \"Annual Max\",MAX(OFFSET('1EPond'!$D$10,12*$A77,4*(PlotControl!$C$6-1),12,1)),AVERAGE(OFFSET('1EPond'!$D$10,12*$A77,4*(PlotControl!$C$6-1),12,1)))","v":19525},{"$f":"IF(PlotControl!$B$4 = \"Annual Max\",MAX(OFFSET('1EPond'!$E$10,12*$A77,4*(PlotControl!$C$6-1),12,1)),AVERAGE(OFFSET('1EPond'!$E$10,12*$A77,4*(PlotControl!$C$6-1),12,1)))","v":23068},null,null,null,null,null,null,null,null,null,null,null,null,null,null,null,null,null,null,null,46.000000000000171,{"$f":"IF($X77<=7,OFFSET('2EPond'!$C$10,12*$X77,4*(PlotControl!$C$6-1),1,1),OFFSET('1EPond'!$C$10,12*$X77,4*(PlotControl!$C$6-1),1,1))","v":14412},{"$f":"IF(X77<=7,OFFSET('2EPond'!$D$10,12*$X77,4*(PlotControl!$C$6-1),1,1),OFFSET('1EPond'!$D$10,12*$X77,4*(PlotControl!$C$6-1),1,1))","v":15199},{"$f":"IF(X77<=7,OFFSET('2EPond'!$E$10,12*$X77,4*(PlotControl!$C$6-1),1,1),OFFSET('1EPond'!$E$10,12*$X77,4*(PlotControl!$C$6-1),1,1))","v":16154}]
[73,{"$f":"IF(PlotControl!$B$4 = \"Annual Max\",MAX(OFFSET('1EPond'!$C$10,12*$A78,4*(PlotControl!$C$6-1),12,1)),AVERAGE(OFFSET('1EPond'!$C$10,12*$A78,4*(PlotControl!$C$6-1),12,1)))","v":17190},{"$f":"IF(PlotControl!$B$4 = \"Annual Max\",MAX(OFFSET('1EPond'!$D$10,12*$A78,4*(PlotControl!$C$6-1),12,1)),AVERAGE(OFFSET('1EPond'!$D$10,12*$A78,4*(PlotControl!$C$6-1),12,1)))","v":19617},{"$f":"IF(PlotControl!$B$4 = \"Annual Max\",MAX(OFFSET('1EPond'!$E$10,12*$A78,4*(PlotControl!$C$6-1),12,1)),AVERAGE(OFFSET('1EPond'!$E$10,12*$A78,4*(PlotControl!$C$6-1),12,1)))","v":23126},null,null,null,null,null,null,null,null,null,null,null,null,null,null,null,null,null,null,null,46.083333333333506,{"$f":"IF($X78<=7,OFFSET('2EPond'!$C$10,12*$X78,4*(PlotControl!$C$6-1),1,1),OFFSET('1EPond'!$C$10,12*$X78,4*(PlotControl!$C$6-1),1,1))","v":14411},{"$f":"IF(X78<=7,OFFSET('2EPond'!$D$10,12*$X78,4*(PlotControl!$C$6-1),1,1),OFFSET('1EPond'!$D$10,12*$X78,4*(PlotControl!$C$6-1),1,1))","v":15175},{"$f":"IF(X78<=7,OFFSET('2EPond'!$E$10,12*$X78,4*(PlotControl!$C$6-1),1,1),OFFSET('1EPond'!$E$10,12*$X78,4*(PlotControl!$C$6-1),1,1))","v":16121}]
[74,{"$f":"IF(PlotControl!$B$4 = \"Annual Max\",MAX(OFFSET('1EPond'!$C$10,12*$A79,4*(PlotControl!$C$6-1),12,1)),AVERAGE(OFFSET('1EPond'!$C$10,12*$A79,4*(PlotControl!$C$6-1),12,1)))","v":17086},{"$f":"IF(PlotControl!$B$4 = \"Annual Max\",MAX(OFFSET('1EPond'!$D$10,12*$A79,4*(PlotControl!$C$6-1),12,1)),AVERAGE(OFFSET('1EPond'!$D$10,12*$A79,4*(PlotControl!$C$6-1),12,1)))","v":19789},{"$f":"IF(PlotControl!$B$4 = \"Annual Max\",MAX(OFFSET('1EPond'!$E$10,12*$A79,4*(PlotControl!$C$6-1),12,1)),AVERAGE(OFFSET('1EPond'!$E$10,12*$A79,4*(PlotControl!$C$6-1),12,1)))","v":23099},null,null,null,null,null,null,null,null,null,null,null,null,null,null,null,null,null,null,null,46.166666666666842,{"$f":"IF($X79<=7,OFFSET('2EPond'!$C$10,12*$X79,4*(PlotControl!$C$6-1),1,1),OFFSET('1EPond'!$C$10,12*$X79,4*(PlotControl!$C$6-1),1,1))","v":14421},{"$f":"IF(X79<=7,OFFSET('2EPond'!$D$10,12*$X79,4*(PlotControl!$C$6-1),1,1),OFFSET('1EPond'!$D$10,12*$X79,4*(PlotControl!$C$6-1),1,1))","v":15170},{"$f":"IF(X79<=7,OFFSET('2EPond'!$E$10,12*$X79,4*(PlotControl!$C$6-1),1,1),OFFSET('1EPond'!$E$10,12*$X79,4*(PlotControl!$C$6-1),1,1))","v":16132}]
[75,{"$f":"IF(PlotControl!$B$4 = \"Annual Max\",MAX(OFFSET('1EPond'!$C$10,12*$A80,4*(PlotControl!$C$6-1),12,1)),AVERAGE(OFFSET('1EPond'!$C$10,12*$A80,4*(PlotControl!$C$6-1),12,1)))","v":17133},{"$f":"IF(PlotControl!$B$4 = \"Annual Max\",MAX(OFFSET('1EPond'!$D$10,12*$A80,4*(PlotControl!$C$6-1),12,1)),AVERAGE(OFFSET('1EPond'!$D$10,12*$A80,4*(PlotControl!$C$6-1),12,1)))","v":19872},{"$f":"IF(PlotControl!$B$4 = \"Annual Max\",MAX(OFFSET('1EPond'!$E$10,12*$A80,4*(PlotControl!$C$6-1),12,1)),AVERAGE(OFFSET('1EPond'!$E$10,12*$A80,4*(PlotControl!$C$6-1),12,1)))","v":23101},null,null,null,null,null,null,null,null,null,null,null,null,null,null,null,null,null,null,null,46.250000000000178,{"$f":"IF($X80<=7,OFFSET('2EPond'!$C$10,12*$X80,4*(PlotControl!$C$6-1),1,1),OFFSET('1EPond'!$C$10,12*$X80,4*(PlotControl!$C$6-1),1,1))","v":14479},{"$f":"IF(X80<=7,OFFSET('2EPond'!$D$10,12*$X80,4*(PlotControl!$C$6-1),1,1),OFFSET('1EPond'!$D$10,12*$X80,4*(PlotControl!$C$6-1),1,1))","v":15225},{"$f":"IF(X80<=7,OFFSET('2EPond'!$E$10,12*$X80,4*(PlotControl!$C$6-1),1,1),OFFSET('1EPond'!$E$10,12*$X80,4*(PlotControl!$C$6-1),1,1))","v":16149}]
[76,{"$f":"IF(PlotControl!$B$4 = \"Annual Max\",MAX(OFFSET('1EPond'!$C$10,12*$A81,4*(PlotControl!$C$6-1),12,1)),AVERAGE(OFFSET('1EPond'!$C$10,12*$A81,4*(PlotControl!$C$6-1),12,1)))","v":17148},{"$f":"IF(PlotControl!$B$4 = \"Annual Max\",MAX(OFFSET('1EPond'!$D$10,12*$A81,4*(PlotControl!$C$6-1),12,1)),AVERAGE(OFFSET('1EPond'!$D$10,12*$A81,4*(PlotControl!$C$6-1),12,1)))","v":19987},{"$f":"IF(PlotControl!$B$4 = \"Annual Max\",MAX(OFFSET('1EPond'!$E$10,12*$A81,4*(PlotControl!$C$6-1),12,1)),AVERAGE(OFFSET('1EPond'!$E$10,12*$A81,4*(PlotControl!$C$6-1),12,1)))","v":23252},null,null,null,null,null,null,null,null,null,null,null,null,null,null,null,null,null,null,null,46.333333333333513,{"$f":"IF($X81<=7,OFFSET('2EPond'!$C$10,12*$X81,4*(PlotControl!$C$6-1),1,1),OFFSET('1EPond'!$C$10,12*$X81,4*(PlotControl!$C$6-1),1,1))","v":14568},{"$f":"IF(X81<=7,OFFSET('2EPond'!$D$10,12*$X81,4*(PlotControl!$C$6-1),1,1),OFFSET('1EPond'!$D$10,12*$X81,4*(PlotControl!$C$6-1),1,1))","v":15291},{"$f":"IF(X81<=7,OFFSET('2EPond'!$E$10,12*$X81,4*(PlotControl!$C$6-1),1,1),OFFSET('1EPond'!$E$10,12*$X81,4*(PlotControl!$C$6-1),1,1))","v":16195}]
[77,{"$f":"IF(PlotControl!$B$4 = \"Annual Max\",MAX(OFFSET('1EPond'!$C$10,12*$A82,4*(PlotControl!$C$6-1),12,1)),AVERAGE(OFFSET('1EPond'!$C$10,12*$A82,4*(PlotControl!$C$6-1),12,1)))","v":17174},{"$f":"IF(PlotControl!$B$4 = \"Annual Max\",MAX(OFFSET('1EPond'!$D$10,12*$A82,4*(PlotControl!$C$6-1),12,1)),AVERAGE(OFFSET('1EPond'!$D$10,12*$A82,4*(PlotControl!$C$6-1),12,1)))","v":19970},{"$f":"IF(PlotControl!$B$4 = \"Annual Max\",MAX(OFFSET('1EPond'!$E$10,12*$A82,4*(PlotControl!$C$6-1),12,1)),AVERAGE(OFFSET('1EPond'!$E$10,12*$A82,4*(PlotControl!$C$6-1),12,1)))","v":23023},null,null,null,null,null,null,null,null,null,null,null,null,null,null,null,null,null,null,null,46.416666666666849,{"$f":"IF($X82<=7,OFFSET('2EPond'!$C$10,12*$X82,4*(PlotControl!$C$6-1),1,1),OFFSET('1EPond'!$C$10,12*$X82,4*(PlotControl!$C$6-1),1,1))","v":14541},{"$f":"IF(X82<=7,OFFSET('2EPond'!$D$10,12*$X82,4*(PlotControl!$C$6-1),1,1),OFFSET('1EPond'!$D$10,12*$X82,4*(PlotControl!$C$6-1),1,1))","v":15270},{"$f":"IF(X82<=7,OFFSET('2EPond'!$E$10,12*$X82,4*(PlotControl!$C$6-1),1,1),OFFSET('1EPond'!$E$10,12*$X82,4*(PlotControl!$C$6-1),1,1))","v":16171}]
[78,{"$f":"IF(PlotControl!$B$4 = \"Annual Max\",MAX(OFFSET('1EPond'!$C$10,12*$A83,4*(PlotControl!$C$6-1),12,1)),AVERAGE(OFFSET('1EPond'!$C$10,12*$A83,4*(PlotControl!$C$6-1),12,1)))","v":17559},{"$f":"IF(PlotControl!$B$4 = \"Annual Max\",MAX(OFFSET('1EPond'!$D$10,12*$A83,4*(PlotControl!$C$6-1),12,1)),AVERAGE(OFFSET('1EPond'!$D$10,12*$A83,4*(PlotControl!$C$6-1),12,1)))","v":19997},{"$f":"IF(PlotControl!$B$4 = \"Annual Max\",MAX(OFFSET('1EPond'!$E$10,12*$A83,4*(PlotControl!$C$6-1),12,1)),AVERAGE(OFFSET('1EPond'!$E$10,12*$A83,4*(PlotControl!$C$6-1),12,1)))","v":23180},null,null,null,null,null,null,null,null,null,null,null,null,null,null,null,null,null,null,null,46.500000000000185,{"$f":"IF($X83<=7,OFFSET('2EPond'!$C$10,12*$X83,4*(PlotControl!$C$6-1),1,1),OFFSET('1EPond'!$C$10,12*$X83,4*(PlotControl!$C$6-1),1,1))","v":14463},{"$f":"IF(X83<=7,OFFSET('2EPond'!$D$10,12*$X83,4*(PlotControl!$C$6-1),1,1),OFFSET('1EPond'!$D$10,12*$X83,4*(PlotControl!$C$6-1),1,1))","v":15156},{"$f":"IF(X83<=7,OFFSET('2EPond'!$E$10,12*$X83,4*(PlotControl!$C$6-1),1,1),OFFSET('1EPond'!$E$10,12*$X83,4*(PlotControl!$C$6-1),1,1))","v":16056}]
[79,{"$f":"IF(PlotControl!$B$4 = \"Annual Max\",MAX(OFFSET('1EPond'!$C$10,12*$A84,4*(PlotControl!$C$6-1),12,1)),AVERAGE(OFFSET('1EPond'!$C$10,12*$A84,4*(PlotControl!$C$6-1),12,1)))","v":17434},{"$f":"IF(PlotControl!$B$4 = \"Annual Max\",MAX(OFFSET('1EPond'!$D$10,12*$A84,4*(PlotControl!$C$6-1),12,1)),AVERAGE(OFFSET('1EPond'!$D$10,12*$A84,4*(PlotControl!$C$6-1),12,1)))","v":20139},{"$f":"IF(PlotControl!$B$4 = \"Annual Max\",MAX(OFFSET('1EPond'!$E$10,12*$A84,4*(PlotControl!$C$6-1),12,1)),AVERAGE(OFFSET('1EPond'!$E$10,12*$A84,4*(PlotControl!$C$6-1),12,1)))","v":23275},null,null,null,null,null,null,null,null,null,null,null,null,null,null,null,null,null,null,null,46.58333333333352,{"$f":"IF($X84<=7,OFFSET('2EPond'!$C$10,12*$X84,4*(PlotControl!$C$6-1),1,1),OFFSET('1EPond'!$C$10,12*$X84,4*(PlotControl!$C$6-1),1,1))","v":14385},{"$f":"IF(X84<=7,OFFSET('2EPond'!$D$10,12*$X84,4*(PlotControl!$C$6-1),1,1),OFFSET('1EPond'!$D$10,12*$X84,4*(PlotControl!$C$6-1),1,1))","v":15125},{"$f":"IF(X84<=7,OFFSET('2EPond'!$E$10,12*$X84,4*(PlotControl!$C$6-1),1,1),OFFSET('1EPond'!$E$10,12*$X84,4*(PlotControl!$C$6-1),1,1))","v":16053}]
[80,{"$f":"IF(PlotControl!$B$4 = \"Annual Max\",MAX(OFFSET('1EPond'!$C$10,12*$A85,4*(PlotControl!$C$6-1),12,1)),AVERAGE(OFFSET('1EPond'!$C$10,12*$A85,4*(PlotControl!$C$6-1),12,1)))","v":17361},{"$f":"IF(PlotControl!$B$4 = \"Annual Max\",MAX(OFFSET('1EPond'!$D$10,12*$A85,4*(PlotControl!$C$6-1),12,1)),AVERAGE(OFFSET('1EPond'!$D$10,12*$A85,4*(PlotControl!$C$6-1),12,1)))","v":20047},{"$f":"IF(PlotControl!$B$4 = \"Annual Max\",MAX(OFFSET('1EPond'!$E$10,12*$A85,4*(PlotControl!$C$6-1),12,1)),AVERAGE(OFFSET('1EPond'!$E$10,12*$A85,4*(PlotControl!$C$6-1),12,1)))","v":23176},null,null,null,null,null,null,null,null,null,null,null,null,null,null,null,null,null,null,null,46.666666666666856,{"$f":"IF($X85<=7,OFFSET('2EPond'!$C$10,12*$X85,4*(PlotControl!$C$6-1),1,1),OFFSET('1EPond'!$C$10,12*$X85,4*(PlotControl!$C$6-1),1,1))","v":14339},{"$f":"IF(X85<=7,OFFSET('2EPond'!$D$10,12*$X85,4*(PlotControl!$C$6-1),1,1),OFFSET('1EPond'!$D$10,12*$X85,4*(PlotControl!$C$6-1),1,1))","v":15108},{"$f":"IF(X85<=7,OFFSET('2EPond'!$E$10,12*$X85,4*(PlotControl!$C$6-1),1,1),OFFSET('1EPond'!$E$10,12*$X85,4*(PlotControl!$C$6-1),1,1))","v":16105}]
[81,{"$f":"IF(PlotControl!$B$4 = \"Annual Max\",MAX(OFFSET('1EPond'!$C$10,12*$A86,4*(PlotControl!$C$6-1),12,1)),AVERAGE(OFFSET('1EPond'!$C$10,12*$A86,4*(PlotControl!$C$6-1),12,1)))","v":17387},{"$f":"IF(PlotControl!$B$4 = \"Annual Max\",MAX(OFFSET('1EPond'!$D$10,12*$A86,4*(PlotControl!$C$6-1),12,1)),AVERAGE(OFFSET('1EPond'!$D$10,12*$A86,4*(PlotControl!$C$6-1),12,1)))","v":20160},{"$f":"IF(PlotControl!$B$4 = \"Annual Max\",MAX(OFFSET('1EPond'!$E$10,12*$A86,4*(PlotControl!$C$6-1),12,1)),AVERAGE(OFFSET('1EPond'!$E$10,12*$A86,4*(PlotControl!$C$6-1),12,1)))","v":23435},null,null,null,null,null,null,null,null,null,null,null,null,null,null,null,null,null,null,null,46.750000000000192,{"$f":"IF($X86<=7,OFFSET('2EPond'!$C$10,12*$X86,4*(PlotControl!$C$6-1),1,1),OFFSET('1EPond'!$C$10,12*$X86,4*(PlotControl!$C$6-1),1,1))","v":14206},{"$f":"IF(X86<=7,OFFSET('2EPond'!$D$10,12*$X86,4*(PlotControl!$C$6-1),1,1),OFFSET('1EPond'!$D$10,12*$X86,4*(PlotControl!$C$6-1),1,1))","v":15014},{"$f":"IF(X86<=7,OFFSET('2EPond'!$E$10,12*$X86,4*(PlotControl!$C$6-1),1,1),OFFSET('1EPond'!$E$10,12*$X86,4*(PlotControl!$C$6-1),1,1))","v":16086}]
[82,{"$f":"IF(PlotControl!$B$4 = \"Annual Max\",MAX(OFFSET('1EPond'!$C$10,12*$A87,4*(PlotControl!$C$6-1),12,1)),AVERAGE(OFFSET('1EPond'!$C$10,12*$A87,4*(PlotControl!$C$6-1),12,1)))","v":17437},{"$f":"IF(PlotControl!$B$4 = \"Annual Max\",MAX(OFFSET('1EPond'!$D$10,12*$A87,4*(PlotControl!$C$6-1),12,1)),AVERAGE(OFFSET('1EPond'!$D$10,12*$A87,4*(PlotControl!$C$6-1),12,1)))","v":20133},{"$f":"IF(PlotControl!$B$4 = \"Annual Max\",MAX(OFFSET('1EPond'!$E$10,12*$A87,4*(PlotControl!$C$6-1),12,1)),AVERAGE(OFFSET('1EPond'!$E$10,12*$A87,4*(PlotControl!$C$6-1),12,1)))","v":23334},null,null,null,null,null,null,null,null,null,null,null,null,null,null,null,null,null,null,null,46.833333333333528,{"$f":"IF($X87<=7,OFFSET('2EPond'!$C$10,12*$X87,4*(PlotControl!$C$6-1),1,1),OFFSET('1EPond'!$C$10,12*$X87,4*(PlotControl!$C$6-1),1,1))","v":14131},{"$f":"IF(X87<=7,OFFSET('2EPond'!$D$10,12*$X87,4*(PlotControl!$C$6-1),1,1),OFFSET('1EPond'!$D$10,12*$X87,4*(PlotControl!$C$6-1),1,1))","v":14975},{"$f":"IF(X87<=7,OFFSET('2EPond'!$E$10,12*$X87,4*(PlotControl!$C$6-1),1,1),OFFSET('1EPond'!$E$10,12*$X87,4*(PlotControl!$C$6-1),1,1))","v":16041}]
[83,{"$f":"IF(PlotControl!$B$4 = \"Annual Max\",MAX(OFFSET('1EPond'!$C$10,12*$A88,4*(PlotControl!$C$6-1),12,1)),AVERAGE(OFFSET('1EPond'!$C$10,12*$A88,4*(PlotControl!$C$6-1),12,1)))","v":17477},{"$f":"IF(PlotControl!$B$4 = \"Annual Max\",MAX(OFFSET('1EPond'!$D$10,12*$A88,4*(PlotControl!$C$6-1),12,1)),AVERAGE(OFFSET('1EPond'!$D$10,12*$A88,4*(PlotControl!$C$6-1),12,1)))","v":20090},{"$f":"IF(PlotControl!$B$4 = \"Annual Max\",MAX(OFFSET('1EPond'!$E$10,12*$A88,4*(PlotControl!$C$6-1),12,1)),AVERAGE(OFFSET('1EPond'!$E$10,12*$A88,4*(PlotControl!$C$6-1),12,1)))","v":23591},null,null,null,null,null,null,null,null,null,null,null,null,null,null,null,null,null,null,null,46.916666666666863,{"$f":"IF($X88<=7,OFFSET('2EPond'!$C$10,12*$X88,4*(PlotControl!$C$6-1),1,1),OFFSET('1EPond'!$C$10,12*$X88,4*(PlotControl!$C$6-1),1,1))","v":14122},{"$f":"IF(X88<=7,OFFSET('2EPond'!$D$10,12*$X88,4*(PlotControl!$C$6-1),1,1),OFFSET('1EPond'!$D$10,12*$X88,4*(PlotControl!$C$6-1),1,1))","v":14951},{"$f":"IF(X88<=7,OFFSET('2EPond'!$E$10,12*$X88,4*(PlotControl!$C$6-1),1,1),OFFSET('1EPond'!$E$10,12*$X88,4*(PlotControl!$C$6-1),1,1))","v":16022}]
[84,{"$f":"IF(PlotControl!$B$4 = \"Annual Max\",MAX(OFFSET('1EPond'!$C$10,12*$A89,4*(PlotControl!$C$6-1),12,1)),AVERAGE(OFFSET('1EPond'!$C$10,12*$A89,4*(PlotControl!$C$6-1),12,1)))","v":17340},{"$f":"IF(PlotControl!$B$4 = \"Annual Max\",MAX(OFFSET('1EPond'!$D$10,12*$A89,4*(PlotControl!$C$6-1),12,1)),AVERAGE(OFFSET('1EPond'!$D$10,12*$A89,4*(PlotControl!$C$6-1),12,1)))","v":20148},{"$f":"IF(PlotControl!$B$4 = \"Annual Max\",MAX(OFFSET('1EPond'!$E$10,12*$A89,4*(PlotControl!$C$6-1),12,1)),AVERAGE(OFFSET('1EPond'!$E$10,12*$A89,4*(PlotControl!$C$6-1),12,1)))","v":23780},null,null,null,null,null,null,null,null,null,null,null,null,null,null,null,null,null,null,null,47.000000000000199,{"$f":"IF($X89<=7,OFFSET('2EPond'!$C$10,12*$X89,4*(PlotControl!$C$6-1),1,1),OFFSET('1EPond'!$C$10,12*$X89,4*(PlotControl!$C$6-1),1,1))","v":14094},{"$f":"IF(X89<=7,OFFSET('2EPond'!$D$10,12*$X89,4*(PlotControl!$C$6-1),1,1),OFFSET('1EPond'!$D$10,12*$X89,4*(PlotControl!$C$6-1),1,1))","v":14908},{"$f":"IF(X89<=7,OFFSET('2EPond'!$E$10,12*$X89,4*(PlotControl!$C$6-1),1,1),OFFSET('1EPond'!$E$10,12*$X89,4*(PlotControl!$C$6-1),1,1))","v":15961}]
[85,{"$f":"IF(PlotControl!$B$4 = \"Annual Max\",MAX(OFFSET('1EPond'!$C$10,12*$A90,4*(PlotControl!$C$6-1),12,1)),AVERAGE(OFFSET('1EPond'!$C$10,12*$A90,4*(PlotControl!$C$6-1),12,1)))","v":17385},{"$f":"IF(PlotControl!$B$4 = \"Annual Max\",MAX(OFFSET('1EPond'!$D$10,12*$A90,4*(PlotControl!$C$6-1),12,1)),AVERAGE(OFFSET('1EPond'!$D$10,12*$A90,4*(PlotControl!$C$6-1),12,1)))","v":20113},{"$f":"IF(PlotControl!$B$4 = \"Annual Max\",MAX(OFFSET('1EPond'!$E$10,12*$A90,4*(PlotControl!$C$6-1),12,1)),AVERAGE(OFFSET('1EPond'!$E$10,12*$A90,4*(PlotControl!$C$6-1),12,1)))","v":23799},null,null,null,null,null,null,null,null,null,null,null,null,null,null,null,null,null,null,null,47.083333333333535,{"$f":"IF($X90<=7,OFFSET('2EPond'!$C$10,12*$X90,4*(PlotControl!$C$6-1),1,1),OFFSET('1EPond'!$C$10,12*$X90,4*(PlotControl!$C$6-1),1,1))","v":14101},{"$f":"IF(X90<=7,OFFSET('2EPond'!$D$10,12*$X90,4*(PlotControl!$C$6-1),1,1),OFFSET('1EPond'!$D$10,12*$X90,4*(PlotControl!$C$6-1),1,1))","v":14884},{"$f":"IF(X90<=7,OFFSET('2EPond'!$E$10,12*$X90,4*(PlotControl!$C$6-1),1,1),OFFSET('1EPond'!$E$10,12*$X90,4*(PlotControl!$C$6-1),1,1))","v":15926}]
[86,{"$f":"IF(PlotControl!$B$4 = \"Annual Max\",MAX(OFFSET('1EPond'!$C$10,12*$A91,4*(PlotControl!$C$6-1),12,1)),AVERAGE(OFFSET('1EPond'!$C$10,12*$A91,4*(PlotControl!$C$6-1),12,1)))","v":17472},{"$f":"IF(PlotControl!$B$4 = \"Annual Max\",MAX(OFFSET('1EPond'!$D$10,12*$A91,4*(PlotControl!$C$6-1),12,1)),AVERAGE(OFFSET('1EPond'!$D$10,12*$A91,4*(PlotControl!$C$6-1),12,1)))","v":20240},{"$f":"IF(PlotControl!$B$4 = \"Annual Max\",MAX(OFFSET('1EPond'!$E$10,12*$A91,4*(PlotControl!$C$6-1),12,1)),AVERAGE(OFFSET('1EPond'!$E$10,12*$A91,4*(PlotControl!$C$6-1),12,1)))","v":23768},null,null,null,null,null,null,null,null,null,null,null,null,null,null,null,null,null,null,null,47.16666666666687,{"$f":"IF($X91<=7,OFFSET('2EPond'!$C$10,12*$X91,4*(PlotControl!$C$6-1),1,1),OFFSET('1EPond'!$C$10,12*$X91,4*(PlotControl!$C$6-1),1,1))","v":14135},{"$f":"IF(X91<=7,OFFSET('2EPond'!$D$10,12*$X91,4*(PlotControl!$C$6-1),1,1),OFFSET('1EPond'!$D$10,12*$X91,4*(PlotControl!$C$6-1),1,1))","v":14875},{"$f":"IF(X91<=7,OFFSET('2EPond'!$E$10,12*$X91,4*(PlotControl!$C$6-1),1,1),OFFSET('1EPond'!$E$10,12*$X91,4*(PlotControl!$C$6-1),1,1))","v":15889}]
[87,{"$f":"IF(PlotControl!$B$4 = \"Annual Max\",MAX(OFFSET('1EPond'!$C$10,12*$A92,4*(PlotControl!$C$6-1),12,1)),AVERAGE(OFFSET('1EPond'!$C$10,12*$A92,4*(PlotControl!$C$6-1),12,1)))","v":17332},{"$f":"IF(PlotControl!$B$4 = \"Annual Max\",MAX(OFFSET('1EPond'!$D$10,12*$A92,4*(PlotControl!$C$6-1),12,1)),AVERAGE(OFFSET('1EPond'!$D$10,12*$A92,4*(PlotControl!$C$6-1),12,1)))","v":20228},{"$f":"IF(PlotControl!$B$4 = \"Annual Max\",MAX(OFFSET('1EPond'!$E$10,12*$A92,4*(PlotControl!$C$6-1),12,1)),AVERAGE(OFFSET('1EPond'!$E$10,12*$A92,4*(PlotControl!$C$6-1),12,1)))","v":23710},null,null,null,null,null,null,null,null,null,null,null,null,null,null,null,null,null,null,null,47.250000000000206,{"$f":"IF($X92<=7,OFFSET('2EPond'!$C$10,12*$X92,4*(PlotControl!$C$6-1),1,1),OFFSET('1EPond'!$C$10,12*$X92,4*(PlotControl!$C$6-1),1,1))","v":14206},{"$f":"IF(X92<=7,OFFSET('2EPond'!$D$10,12*$X92,4*(PlotControl!$C$6-1),1,1),OFFSET('1EPond'!$D$10,12*$X92,4*(PlotControl!$C$6-1),1,1))","v":14918},{"$f":"IF(X92<=7,OFFSET('2EPond'!$E$10,12*$X92,4*(PlotControl!$C$6-1),1,1),OFFSET('1EPond'!$E$10,12*$X92,4*(PlotControl!$C$6-1),1,1))","v":15929}]
[88,{"$f":"IF(PlotControl!$B$4 = \"Annual Max\",MAX(OFFSET('1EPond'!$C$10,12*$A93,4*(PlotControl!$C$6-1),12,1)),AVERAGE(OFFSET('1EPond'!$C$10,12*$A93,4*(PlotControl!$C$6-1),12,1)))","v":17494},{"$f":"IF(PlotControl!$B$4 = \"Annual Max\",MAX(OFFSET('1EPond'!$D$10,12*$A93,4*(PlotControl!$C$6-1),12,1)),AVERAGE(OFFSET('1EPond'!$D$10,12*$A93,4*(PlotControl!$C$6-1),12,1)))","v":20110},{"$f":"IF(PlotControl!$B$4 = \"Annual Max\",MAX(OFFSET('1EPond'!$E$10,12*$A93,4*(PlotControl!$C$6-1),12,1)),AVERAGE(OFFSET('1EPond'!$E$10,12*$A93,4*(PlotControl!$C$6-1),12,1)))","v":23759},null,null,null,null,null,null,null,null,null,null,null,null,null,null,null,null,null,null,null,47.333333333333542,{"$f":"IF($X93<=7,OFFSET('2EPond'!$C$10,12*$X93,4*(PlotControl!$C$6-1),1,1),OFFSET('1EPond'!$C$10,12*$X93,4*(PlotControl!$C$6-1),1,1))","v":14283},{"$f":"IF(X93<=7,OFFSET('2EPond'!$D$10,12*$X93,4*(PlotControl!$C$6-1),1,1),OFFSET('1EPond'!$D$10,12*$X93,4*(PlotControl!$C$6-1),1,1))","v":14986},{"$f":"IF(X93<=7,OFFSET('2EPond'!$E$10,12*$X93,4*(PlotControl!$C$6-1),1,1),OFFSET('1EPond'!$E$10,12*$X93,4*(PlotControl!$C$6-1),1,1))","v":16037}]
[89,{"$f":"IF(PlotControl!$B$4 = \"Annual Max\",MAX(OFFSET('1EPond'!$C$10,12*$A94,4*(PlotControl!$C$6-1),12,1)),AVERAGE(OFFSET('1EPond'!$C$10,12*$A94,4*(PlotControl!$C$6-1),12,1)))","v":17691},{"$f":"IF(PlotControl!$B$4 = \"Annual Max\",MAX(OFFSET('1EPond'!$D$10,12*$A94,4*(PlotControl!$C$6-1),12,1)),AVERAGE(OFFSET('1EPond'!$D$10,12*$A94,4*(PlotControl!$C$6-1),12,1)))","v":20079},{"$f":"IF(PlotControl!$B$4 = \"Annual Max\",MAX(OFFSET('1EPond'!$E$10,12*$A94,4*(PlotControl!$C$6-1),12,1)),AVERAGE(OFFSET('1EPond'!$E$10,12*$A94,4*(PlotControl!$C$6-1),12,1)))","v":23977},null,null,null,null,null,null,null,null,null,null,null,null,null,null,null,null,null,null,null,47.416666666666877,{"$f":"IF($X94<=7,OFFSET('2EPond'!$C$10,12*$X94,4*(PlotControl!$C$6-1),1,1),OFFSET('1EPond'!$C$10,12*$X94,4*(PlotControl!$C$6-1),1,1))","v":14274},{"$f":"IF(X94<=7,OFFSET('2EPond'!$D$10,12*$X94,4*(PlotControl!$C$6-1),1,1),OFFSET('1EPond'!$D$10,12*$X94,4*(PlotControl!$C$6-1),1,1))","v":14960},{"$f":"IF(X94<=7,OFFSET('2EPond'!$E$10,12*$X94,4*(PlotControl!$C$6-1),1,1),OFFSET('1EPond'!$E$10,12*$X94,4*(PlotControl!$C$6-1),1,1))","v":16046}]
[90,{"$f":"IF(PlotControl!$B$4 = \"Annual Max\",MAX(OFFSET('1EPond'!$C$10,12*$A95,4*(PlotControl!$C$6-1),12,1)),AVERAGE(OFFSET('1EPond'!$C$10,12*$A95,4*(PlotControl!$C$6-1),12,1)))","v":17637},{"$f":"IF(PlotControl!$B$4 = \"Annual Max\",MAX(OFFSET('1EPond'!$D$10,12*$A95,4*(PlotControl!$C$6-1),12,1)),AVERAGE(OFFSET('1EPond'!$D$10,12*$A95,4*(PlotControl!$C$6-1),12,1)))","v":19991},{"$f":"IF(PlotControl!$B$4 = \"Annual Max\",MAX(OFFSET('1EPond'!$E$10,12*$A95,4*(PlotControl!$C$6-1),12,1)),AVERAGE(OFFSET('1EPond'!$E$10,12*$A95,4*(PlotControl!$C$6-1),12,1)))","v":24106},null,null,null,null,null,null,null,null,null,null,null,null,null,null,null,null,null,null,null,47.500000000000213,{"$f":"IF($X95<=7,OFFSET('2EPond'!$C$10,12*$X95,4*(PlotControl!$C$6-1),1,1),OFFSET('1EPond'!$C$10,12*$X95,4*(PlotControl!$C$6-1),1,1))","v":14172},{"$f":"IF(X95<=7,OFFSET('2EPond'!$D$10,12*$X95,4*(PlotControl!$C$6-1),1,1),OFFSET('1EPond'!$D$10,12*$X95,4*(PlotControl!$C$6-1),1,1))","v":14858},{"$f":"IF(X95<=7,OFFSET('2EPond'!$E$10,12*$X95,4*(PlotControl!$C$6-1),1,1),OFFSET('1EPond'!$E$10,12*$X95,4*(PlotControl!$C$6-1),1,1))","v":15921}]
[91,{"$f":"IF(PlotControl!$B$4 = \"Annual Max\",MAX(OFFSET('1EPond'!$C$10,12*$A96,4*(PlotControl!$C$6-1),12,1)),AVERAGE(OFFSET('1EPond'!$C$10,12*$A96,4*(PlotControl!$C$6-1),12,1)))","v":17632},{"$f":"IF(PlotControl!$B$4 = \"Annual Max\",MAX(OFFSET('1EPond'!$D$10,12*$A96,4*(PlotControl!$C$6-1),12,1)),AVERAGE(OFFSET('1EPond'!$D$10,12*$A96,4*(PlotControl!$C$6-1),12,1)))","v":20039},{"$f":"IF(PlotControl!$B$4 = \"Annual Max\",MAX(OFFSET('1EPond'!$E$10,12*$A96,4*(PlotControl!$C$6-1),12,1)),AVERAGE(OFFSET('1EPond'!$E$10,12*$A96,4*(PlotControl!$C$6-1),12,1)))","v":23707},null,null,null,null,null,null,null,null,null,null,null,null,null,null,null,null,null,null,null,47.583333333333549,{"$f":"IF($X96<=7,OFFSET('2EPond'!$C$10,12*$X96,4*(PlotControl!$C$6-1),1,1),OFFSET('1EPond'!$C$10,12*$X96,4*(PlotControl!$C$6-1),1,1))","v":14116},{"$f":"IF(X96<=7,OFFSET('2EPond'!$D$10,12*$X96,4*(PlotControl!$C$6-1),1,1),OFFSET('1EPond'!$D$10,12*$X96,4*(PlotControl!$C$6-1),1,1))","v":14829},{"$f":"IF(X96<=7,OFFSET('2EPond'!$E$10,12*$X96,4*(PlotControl!$C$6-1),1,1),OFFSET('1EPond'!$E$10,12*$X96,4*(PlotControl!$C$6-1),1,1))","v":15937}]
[92,{"$f":"IF(PlotControl!$B$4 = \"Annual Max\",MAX(OFFSET('1EPond'!$C$10,12*$A97,4*(PlotControl!$C$6-1),12,1)),AVERAGE(OFFSET('1EPond'!$C$10,12*$A97,4*(PlotControl!$C$6-1),12,1)))","v":17569},{"$f":"IF(PlotControl!$B$4 = \"Annual Max\",MAX(OFFSET('1EPond'!$D$10,12*$A97,4*(PlotControl!$C$6-1),12,1)),AVERAGE(OFFSET('1EPond'!$D$10,12*$A97,4*(PlotControl!$C$6-1),12,1)))","v":20243},{"$f":"IF(PlotControl!$B$4 = \"Annual Max\",MAX(OFFSET('1EPond'!$E$10,12*$A97,4*(PlotControl!$C$6-1),12,1)),AVERAGE(OFFSET('1EPond'!$E$10,12*$A97,4*(PlotControl!$C$6-1),12,1)))","v":23891},null,null,null,null,null,null,null,null,null,null,null,null,null,null,null,null,null,null,null,47.666666666666885,{"$f":"IF($X97<=7,OFFSET('2EPond'!$C$10,12*$X97,4*(PlotControl!$C$6-1),1,1),OFFSET('1EPond'!$C$10,12*$X97,4*(PlotControl!$C$6-1),1,1))","v":14065},{"$f":"IF(X97<=7,OFFSET('2EPond'!$D$10,12*$X97,4*(PlotControl!$C$6-1),1,1),OFFSET('1EPond'!$D$10,12*$X97,4*(PlotControl!$C$6-1),1,1))","v":14824},{"$f":"IF(X97<=7,OFFSET('2EPond'!$E$10,12*$X97,4*(PlotControl!$C$6-1),1,1),OFFSET('1EPond'!$E$10,12*$X97,4*(PlotControl!$C$6-1),1,1))","v":15929}]
[93,{"$f":"IF(PlotControl!$B$4 = \"Annual Max\",MAX(OFFSET('1EPond'!$C$10,12*$A98,4*(PlotControl!$C$6-1),12,1)),AVERAGE(OFFSET('1EPond'!$C$10,12*$A98,4*(PlotControl!$C$6-1),12,1)))","v":17578},{"$f":"IF(PlotControl!$B$4 = \"Annual Max\",MAX(OFFSET('1EPond'!$D$10,12*$A98,4*(PlotControl!$C$6-1),12,1)),AVERAGE(OFFSET('1EPond'!$D$10,12*$A98,4*(PlotControl!$C$6-1),12,1)))","v":20177},{"$f":"IF(PlotControl!$B$4 = \"Annual Max\",MAX(OFFSET('1EPond'!$E$10,12*$A98,4*(PlotControl!$C$6-1),12,1)),AVERAGE(OFFSET('1EPond'!$E$10,12*$A98,4*(PlotControl!$C$6-1),12,1)))","v":23838},null,null,null,null,null,null,null,null,null,null,null,null,null,null,null,null,null,null,null,47.75000000000022,{"$f":"IF($X98<=7,OFFSET('2EPond'!$C$10,12*$X98,4*(PlotControl!$C$6-1),1,1),OFFSET('1EPond'!$C$10,12*$X98,4*(PlotControl!$C$6-1),1,1))","v":13919},{"$f":"IF(X98<=7,OFFSET('2EPond'!$D$10,12*$X98,4*(PlotControl!$C$6-1),1,1),OFFSET('1EPond'!$D$10,12*$X98,4*(PlotControl!$C$6-1),1,1))","v":14722},{"$f":"IF(X98<=7,OFFSET('2EPond'!$E$10,12*$X98,4*(PlotControl!$C$6-1),1,1),OFFSET('1EPond'!$E$10,12*$X98,4*(PlotControl!$C$6-1),1,1))","v":15910}]
[94,{"$f":"IF(PlotControl!$B$4 = \"Annual Max\",MAX(OFFSET('1EPond'!$C$10,12*$A99,4*(PlotControl!$C$6-1),12,1)),AVERAGE(OFFSET('1EPond'!$C$10,12*$A99,4*(PlotControl!$C$6-1),12,1)))","v":17614},{"$f":"IF(PlotControl!$B$4 = \"Annual Max\",MAX(OFFSET('1EPond'!$D$10,12*$A99,4*(PlotControl!$C$6-1),12,1)),AVERAGE(OFFSET('1EPond'!$D$10,12*$A99,4*(PlotControl!$C$6-1),12,1)))","v":20357},{"$f":"IF(PlotControl!$B$4 = \"Annual Max\",MAX(OFFSET('1EPond'!$E$10,12*$A99,4*(PlotControl!$C$6-1),12,1)),AVERAGE(OFFSET('1EPond'!$E$10,12*$A99,4*(PlotControl!$C$6-1),12,1)))","v":23809},null,null,null,null,null,null,null,null,null,null,null,null,null,null,null,null,null,null,null,47.833333333333556,{"$f":"IF($X99<=7,OFFSET('2EPond'!$C$10,12*$X99,4*(PlotControl!$C$6-1),1,1),OFFSET('1EPond'!$C$10,12*$X99,4*(PlotControl!$C$6-1),1,1))","v":13832},{"$f":"IF(X99<=7,OFFSET('2EPond'!$D$10,12*$X99,4*(PlotControl!$C$6-1),1,1),OFFSET('1EPond'!$D$10,12*$X99,4*(PlotControl!$C$6-1),1,1))","v":14677},{"$f":"IF(X99<=7,OFFSET('2EPond'!$E$10,12*$X99,4*(PlotControl!$C$6-1),1,1),OFFSET('1EPond'!$E$10,12*$X99,4*(PlotControl!$C$6-1),1,1))","v":15915}]
[95,{"$f":"IF(PlotControl!$B$4 = \"Annual Max\",MAX(OFFSET('1EPond'!$C$10,12*$A100,4*(PlotControl!$C$6-1),12,1)),AVERAGE(OFFSET('1EPond'!$C$10,12*$A100,4*(PlotControl!$C$6-1),12,1)))","v":17620},{"$f":"IF(PlotControl!$B$4 = \"Annual Max\",MAX(OFFSET('1EPond'!$D$10,12*$A100,4*(PlotControl!$C$6-1),12,1)),AVERAGE(OFFSET('1EPond'!$D$10,12*$A100,4*(PlotControl!$C$6-1),12,1)))","v":20480},{"$f":"IF(PlotControl!$B$4 = \"Annual Max\",MAX(OFFSET('1EPond'!$E$10,12*$A100,4*(PlotControl!$C$6-1),12,1)),AVERAGE(OFFSET('1EPond'!$E$10,12*$A100,4*(PlotControl!$C$6-1),12,1)))","v":23711},null,null,null,null,null,null,null,null,null,null,null,null,null,null,null,null,null,null,null,47.916666666666892,{"$f":"IF($X100<=7,OFFSET('2EPond'!$C$10,12*$X100,4*(PlotControl!$C$6-1),1,1),OFFSET('1EPond'!$C$10,12*$X100,4*(PlotControl!$C$6-1),1,1))","v":13816},{"$f":"IF(X100<=7,OFFSET('2EPond'!$D$10,12*$X100,4*(PlotControl!$C$6-1),1,1),OFFSET('1EPond'!$D$10,12*$X100,4*(PlotControl!$C$6-1),1,1))","v":14656},{"$f":"IF(X100<=7,OFFSET('2EPond'!$E$10,12*$X100,4*(PlotControl!$C$6-1),1,1),OFFSET('1EPond'!$E$10,12*$X100,4*(PlotControl!$C$6-1),1,1))","v":15963}]
[96,{"$f":"IF(PlotControl!$B$4 = \"Annual Max\",MAX(OFFSET('1EPond'!$C$10,12*$A101,4*(PlotControl!$C$6-1),12,1)),AVERAGE(OFFSET('1EPond'!$C$10,12*$A101,4*(PlotControl!$C$6-1),12,1)))","v":17633},{"$f":"IF(PlotControl!$B$4 = \"Annual Max\",MAX(OFFSET('1EPond'!$D$10,12*$A101,4*(PlotControl!$C$6-1),12,1)),AVERAGE(OFFSET('1EPond'!$D$10,12*$A101,4*(PlotControl!$C$6-1),12,1)))","v":20375},{"$f":"IF(PlotControl!$B$4 = \"Annual Max\",MAX(OFFSET('1EPond'!$E$10,12*$A101,4*(PlotControl!$C$6-1),12,1)),AVERAGE(OFFSET('1EPond'!$E$10,12*$A101,4*(PlotControl!$C$6-1),12,1)))","v":23844},null,null,null,null,null,null,null,null,null,null,null,null,null,null,null,null,null,null,null,48.000000000000227,{"$f":"IF($X101<=7,OFFSET('2EPond'!$C$10,12*$X101,4*(PlotControl!$C$6-1),1,1),OFFSET('1EPond'!$C$10,12*$X101,4*(PlotControl!$C$6-1),1,1))","v":13817},{"$f":"IF(X101<=7,OFFSET('2EPond'!$D$10,12*$X101,4*(PlotControl!$C$6-1),1,1),OFFSET('1EPond'!$D$10,12*$X101,4*(PlotControl!$C$6-1),1,1))","v":14614},{"$f":"IF(X101<=7,OFFSET('2EPond'!$E$10,12*$X101,4*(PlotControl!$C$6-1),1,1),OFFSET('1EPond'!$E$10,12*$X101,4*(PlotControl!$C$6-1),1,1))","v":15890}]
[97,{"$f":"IF(PlotControl!$B$4 = \"Annual Max\",MAX(OFFSET('1EPond'!$C$10,12*$A102,4*(PlotControl!$C$6-1),12,1)),AVERAGE(OFFSET('1EPond'!$C$10,12*$A102,4*(PlotControl!$C$6-1),12,1)))","v":17696},{"$f":"IF(PlotControl!$B$4 = \"Annual Max\",MAX(OFFSET('1EPond'!$D$10,12*$A102,4*(PlotControl!$C$6-1),12,1)),AVERAGE(OFFSET('1EPond'!$D$10,12*$A102,4*(PlotControl!$C$6-1),12,1)))","v":20326},{"$f":"IF(PlotControl!$B$4 = \"Annual Max\",MAX(OFFSET('1EPond'!$E$10,12*$A102,4*(PlotControl!$C$6-1),12,1)),AVERAGE(OFFSET('1EPond'!$E$10,12*$A102,4*(PlotControl!$C$6-1),12,1)))","v":23865},null,null,null,null,null,null,null,null,null,null,null,null,null,null,null,null,null,null,null,48.083333333333563,{"$f":"IF($X102<=7,OFFSET('2EPond'!$C$10,12*$X102,4*(PlotControl!$C$6-1),1,1),OFFSET('1EPond'!$C$10,12*$X102,4*(PlotControl!$C$6-1),1,1))","v":13830},{"$f":"IF(X102<=7,OFFSET('2EPond'!$D$10,12*$X102,4*(PlotControl!$C$6-1),1,1),OFFSET('1EPond'!$D$10,12*$X102,4*(PlotControl!$C$6-1),1,1))","v":14589},{"$f":"IF(X102<=7,OFFSET('2EPond'!$E$10,12*$X102,4*(PlotControl!$C$6-1),1,1),OFFSET('1EPond'!$E$10,12*$X102,4*(PlotControl!$C$6-1),1,1))","v":15824}]
[98,{"$f":"IF(PlotControl!$B$4 = \"Annual Max\",MAX(OFFSET('1EPond'!$C$10,12*$A103,4*(PlotControl!$C$6-1),12,1)),AVERAGE(OFFSET('1EPond'!$C$10,12*$A103,4*(PlotControl!$C$6-1),12,1)))","v":17619},{"$f":"IF(PlotControl!$B$4 = \"Annual Max\",MAX(OFFSET('1EPond'!$D$10,12*$A103,4*(PlotControl!$C$6-1),12,1)),AVERAGE(OFFSET('1EPond'!$D$10,12*$A103,4*(PlotControl!$C$6-1),12,1)))","v":20657},{"$f":"IF(PlotControl!$B$4 = \"Annual Max\",MAX(OFFSET('1EPond'!$E$10,12*$A103,4*(PlotControl!$C$6-1),12,1)),AVERAGE(OFFSET('1EPond'!$E$10,12*$A103,4*(PlotControl!$C$6-1),12,1)))","v":23973},null,null,null,null,null,null,null,null,null,null,null,null,null,null,null,null,null,null,null,48.166666666666899,{"$f":"IF($X103<=7,OFFSET('2EPond'!$C$10,12*$X103,4*(PlotControl!$C$6-1),1,1),OFFSET('1EPond'!$C$10,12*$X103,4*(PlotControl!$C$6-1),1,1))","v":13857},{"$f":"IF(X103<=7,OFFSET('2EPond'!$D$10,12*$X103,4*(PlotControl!$C$6-1),1,1),OFFSET('1EPond'!$D$10,12*$X103,4*(PlotControl!$C$6-1),1,1))","v":14583},{"$f":"IF(X103<=7,OFFSET('2EPond'!$E$10,12*$X103,4*(PlotControl!$C$6-1),1,1),OFFSET('1EPond'!$E$10,12*$X103,4*(PlotControl!$C$6-1),1,1))","v":15785}]
[99,{"$f":"IF(PlotControl!$B$4 = \"Annual Max\",MAX(OFFSET('1EPond'!$C$10,12*$A104,4*(PlotControl!$C$6-1),12,1)),AVERAGE(OFFSET('1EPond'!$C$10,12*$A104,4*(PlotControl!$C$6-1),12,1)))","v":17650},{"$f":"IF(PlotControl!$B$4 = \"Annual Max\",MAX(OFFSET('1EPond'!$D$10,12*$A104,4*(PlotControl!$C$6-1),12,1)),AVERAGE(OFFSET('1EPond'!$D$10,12*$A104,4*(PlotControl!$C$6-1),12,1)))","v":20469},{"$f":"IF(PlotControl!$B$4 = \"Annual Max\",MAX(OFFSET('1EPond'!$E$10,12*$A104,4*(PlotControl!$C$6-1),12,1)),AVERAGE(OFFSET('1EPond'!$E$10,12*$A104,4*(PlotControl!$C$6-1),12,1)))","v":24023},null,null,null,null,null,null,null,null,null,null,null,null,null,null,null,null,null,null,null,48.250000000000234,{"$f":"IF($X104<=7,OFFSET('2EPond'!$C$10,12*$X104,4*(PlotControl!$C$6-1),1,1),OFFSET('1EPond'!$C$10,12*$X104,4*(PlotControl!$C$6-1),1,1))","v":13926},{"$f":"IF(X104<=7,OFFSET('2EPond'!$D$10,12*$X104,4*(PlotControl!$C$6-1),1,1),OFFSET('1EPond'!$D$10,12*$X104,4*(PlotControl!$C$6-1),1,1))","v":14627},{"$f":"IF(X104<=7,OFFSET('2EPond'!$E$10,12*$X104,4*(PlotControl!$C$6-1),1,1),OFFSET('1EPond'!$E$10,12*$X104,4*(PlotControl!$C$6-1),1,1))","v":15836}]
[100,{"$f":"IF(PlotControl!$B$4 = \"Annual Max\",MAX(OFFSET('1EPond'!$C$10,12*$A105,4*(PlotControl!$C$6-1),12,1)),AVERAGE(OFFSET('1EPond'!$C$10,12*$A105,4*(PlotControl!$C$6-1),12,1)))","v":17670},{"$f":"IF(PlotControl!$B$4 = \"Annual Max\",MAX(OFFSET('1EPond'!$D$10,12*$A105,4*(PlotControl!$C$6-1),12,1)),AVERAGE(OFFSET('1EPond'!$D$10,12*$A105,4*(PlotControl!$C$6-1),12,1)))","v":20307},{"$f":"IF(PlotControl!$B$4 = \"Annual Max\",MAX(OFFSET('1EPond'!$E$10,12*$A105,4*(PlotControl!$C$6-1),12,1)),AVERAGE(OFFSET('1EPond'!$E$10,12*$A105,4*(PlotControl!$C$6-1),12,1)))","v":23791},null,null,null,null,null,null,null,null,null,null,null,null,null,null,null,null,null,null,null,48.33333333333357,{"$f":"IF($X105<=7,OFFSET('2EPond'!$C$10,12*$X105,4*(PlotControl!$C$6-1),1,1),OFFSET('1EPond'!$C$10,12*$X105,4*(PlotControl!$C$6-1),1,1))","v":14034},{"$f":"IF(X105<=7,OFFSET('2EPond'!$D$10,12*$X105,4*(PlotControl!$C$6-1),1,1),OFFSET('1EPond'!$D$10,12*$X105,4*(PlotControl!$C$6-1),1,1))","v":14703},{"$f":"IF(X105<=7,OFFSET('2EPond'!$E$10,12*$X105,4*(PlotControl!$C$6-1),1,1),OFFSET('1EPond'!$E$10,12*$X105,4*(PlotControl!$C$6-1),1,1))","v":16044}]
[101,{"$f":"IF(PlotControl!$B$4 = \"Annual Max\",MAX(OFFSET('1EPond'!$C$10,12*$A106,4*(PlotControl!$C$6-1),12,1)),AVERAGE(OFFSET('1EPond'!$C$10,12*$A106,4*(PlotControl!$C$6-1),12,1)))","v":17755},{"$f":"IF(PlotControl!$B$4 = \"Annual Max\",MAX(OFFSET('1EPond'!$D$10,12*$A106,4*(PlotControl!$C$6-1),12,1)),AVERAGE(OFFSET('1EPond'!$D$10,12*$A106,4*(PlotControl!$C$6-1),12,1)))","v":20249},{"$f":"IF(PlotControl!$B$4 = \"Annual Max\",MAX(OFFSET('1EPond'!$E$10,12*$A106,4*(PlotControl!$C$6-1),12,1)),AVERAGE(OFFSET('1EPond'!$E$10,12*$A106,4*(PlotControl!$C$6-1),12,1)))","v":23809},null,null,null,null,null,null,null,null,null,null,null,null,null,null,null,null,null,null,null,48.416666666666906,{"$f":"IF($X106<=7,OFFSET('2EPond'!$C$10,12*$X106,4*(PlotControl!$C$6-1),1,1),OFFSET('1EPond'!$C$10,12*$X106,4*(PlotControl!$C$6-1),1,1))","v":14033},{"$f":"IF(X106<=7,OFFSET('2EPond'!$D$10,12*$X106,4*(PlotControl!$C$6-1),1,1),OFFSET('1EPond'!$D$10,12*$X106,4*(PlotControl!$C$6-1),1,1))","v":14710},{"$f":"IF(X106<=7,OFFSET('2EPond'!$E$10,12*$X106,4*(PlotControl!$C$6-1),1,1),OFFSET('1EPond'!$E$10,12*$X106,4*(PlotControl!$C$6-1),1,1))","v":16190}]
[102,{"$f":"IF(PlotControl!$B$4 = \"Annual Max\",MAX(OFFSET('1EPond'!$C$10,12*$A107,4*(PlotControl!$C$6-1),12,1)),AVERAGE(OFFSET('1EPond'!$C$10,12*$A107,4*(PlotControl!$C$6-1),12,1)))","v":17607},{"$f":"IF(PlotControl!$B$4 = \"Annual Max\",MAX(OFFSET('1EPond'!$D$10,12*$A107,4*(PlotControl!$C$6-1),12,1)),AVERAGE(OFFSET('1EPond'!$D$10,12*$A107,4*(PlotControl!$C$6-1),12,1)))","v":20214},{"$f":"IF(PlotControl!$B$4 = \"Annual Max\",MAX(OFFSET('1EPond'!$E$10,12*$A107,4*(PlotControl!$C$6-1),12,1)),AVERAGE(OFFSET('1EPond'!$E$10,12*$A107,4*(PlotControl!$C$6-1),12,1)))","v":23681},null,null,null,null,null,null,null,null,null,null,null,null,null,null,null,null,null,null,null,48.500000000000242,{"$f":"IF($X107<=7,OFFSET('2EPond'!$C$10,12*$X107,4*(PlotControl!$C$6-1),1,1),OFFSET('1EPond'!$C$10,12*$X107,4*(PlotControl!$C$6-1),1,1))","v":13893},{"$f":"IF(X107<=7,OFFSET('2EPond'!$D$10,12*$X107,4*(PlotControl!$C$6-1),1,1),OFFSET('1EPond'!$D$10,12*$X107,4*(PlotControl!$C$6-1),1,1))","v":14579},{"$f":"IF(X107<=7,OFFSET('2EPond'!$E$10,12*$X107,4*(PlotControl!$C$6-1),1,1),OFFSET('1EPond'!$E$10,12*$X107,4*(PlotControl!$C$6-1),1,1))","v":16152}]
[103,{"$f":"IF(PlotControl!$B$4 = \"Annual Max\",MAX(OFFSET('1EPond'!$C$10,12*$A108,4*(PlotControl!$C$6-1),12,1)),AVERAGE(OFFSET('1EPond'!$C$10,12*$A108,4*(PlotControl!$C$6-1),12,1)))","v":17393},{"$f":"IF(PlotControl!$B$4 = \"Annual Max\",MAX(OFFSET('1EPond'!$D$10,12*$A108,4*(PlotControl!$C$6-1),12,1)),AVERAGE(OFFSET('1EPond'!$D$10,12*$A108,4*(PlotControl!$C$6-1),12,1)))","v":20178},{"$f":"IF(PlotControl!$B$4 = \"Annual Max\",MAX(OFFSET('1EPond'!$E$10,12*$A108,4*(PlotControl!$C$6-1),12,1)),AVERAGE(OFFSET('1EPond'!$E$10,12*$A108,4*(PlotControl!$C$6-1),12,1)))","v":23647},null,null,null,null,null,null,null,null,null,null,null,null,null,null,null,null,null,null,null,48.583333333333577,{"$f":"IF($X108<=7,OFFSET('2EPond'!$C$10,12*$X108,4*(PlotControl!$C$6-1),1,1),OFFSET('1EPond'!$C$10,12*$X108,4*(PlotControl!$C$6-1),1,1))","v":13863},{"$f":"IF(X108<=7,OFFSET('2EPond'!$D$10,12*$X108,4*(PlotControl!$C$6-1),1,1),OFFSET('1EPond'!$D$10,12*$X108,4*(PlotControl!$C$6-1),1,1))","v":14546},{"$f":"IF(X108<=7,OFFSET('2EPond'!$E$10,12*$X108,4*(PlotControl!$C$6-1),1,1),OFFSET('1EPond'!$E$10,12*$X108,4*(PlotControl!$C$6-1),1,1))","v":16179}]
[104,{"$f":"IF(PlotControl!$B$4 = \"Annual Max\",MAX(OFFSET('1EPond'!$C$10,12*$A109,4*(PlotControl!$C$6-1),12,1)),AVERAGE(OFFSET('1EPond'!$C$10,12*$A109,4*(PlotControl!$C$6-1),12,1)))","v":17451},{"$f":"IF(PlotControl!$B$4 = \"Annual Max\",MAX(OFFSET('1EPond'!$D$10,12*$A109,4*(PlotControl!$C$6-1),12,1)),AVERAGE(OFFSET('1EPond'!$D$10,12*$A109,4*(PlotControl!$C$6-1),12,1)))","v":20104},{"$f":"IF(PlotControl!$B$4 = \"Annual Max\",MAX(OFFSET('1EPond'!$E$10,12*$A109,4*(PlotControl!$C$6-1),12,1)),AVERAGE(OFFSET('1EPond'!$E$10,12*$A109,4*(PlotControl!$C$6-1),12,1)))","v":23589},null,null,null,null,null,null,null,null,null,null,null,null,null,null,null,null,null,null,null,48.666666666666913,{"$f":"IF($X109<=7,OFFSET('2EPond'!$C$10,12*$X109,4*(PlotControl!$C$6-1),1,1),OFFSET('1EPond'!$C$10,12*$X109,4*(PlotControl!$C$6-1),1,1))","v":13841},{"$f":"IF(X109<=7,OFFSET('2EPond'!$D$10,12*$X109,4*(PlotControl!$C$6-1),1,1),OFFSET('1EPond'!$D$10,12*$X109,4*(PlotControl!$C$6-1),1,1))","v":14530},{"$f":"IF(X109<=7,OFFSET('2EPond'!$E$10,12*$X109,4*(PlotControl!$C$6-1),1,1),OFFSET('1EPond'!$E$10,12*$X109,4*(PlotControl!$C$6-1),1,1))","v":16231}]
[105,{"$f":"IF(PlotControl!$B$4 = \"Annual Max\",MAX(OFFSET('1EPond'!$C$10,12*$A110,4*(PlotControl!$C$6-1),12,1)),AVERAGE(OFFSET('1EPond'!$C$10,12*$A110,4*(PlotControl!$C$6-1),12,1)))","v":17488},{"$f":"IF(PlotControl!$B$4 = \"Annual Max\",MAX(OFFSET('1EPond'!$D$10,12*$A110,4*(PlotControl!$C$6-1),12,1)),AVERAGE(OFFSET('1EPond'!$D$10,12*$A110,4*(PlotControl!$C$6-1),12,1)))","v":20013},{"$f":"IF(PlotControl!$B$4 = \"Annual Max\",MAX(OFFSET('1EPond'!$E$10,12*$A110,4*(PlotControl!$C$6-1),12,1)),AVERAGE(OFFSET('1EPond'!$E$10,12*$A110,4*(PlotControl!$C$6-1),12,1)))","v":23697},null,null,null,null,null,null,null,null,null,null,null,null,null,null,null,null,null,null,null,48.750000000000249,{"$f":"IF($X110<=7,OFFSET('2EPond'!$C$10,12*$X110,4*(PlotControl!$C$6-1),1,1),OFFSET('1EPond'!$C$10,12*$X110,4*(PlotControl!$C$6-1),1,1))","v":13733},{"$f":"IF(X110<=7,OFFSET('2EPond'!$D$10,12*$X110,4*(PlotControl!$C$6-1),1,1),OFFSET('1EPond'!$D$10,12*$X110,4*(PlotControl!$C$6-1),1,1))","v":14461},{"$f":"IF(X110<=7,OFFSET('2EPond'!$E$10,12*$X110,4*(PlotControl!$C$6-1),1,1),OFFSET('1EPond'!$E$10,12*$X110,4*(PlotControl!$C$6-1),1,1))","v":16240}]
[106,{"$f":"IF(PlotControl!$B$4 = \"Annual Max\",MAX(OFFSET('1EPond'!$C$10,12*$A111,4*(PlotControl!$C$6-1),12,1)),AVERAGE(OFFSET('1EPond'!$C$10,12*$A111,4*(PlotControl!$C$6-1),12,1)))","v":17313},{"$f":"IF(PlotControl!$B$4 = \"Annual Max\",MAX(OFFSET('1EPond'!$D$10,12*$A111,4*(PlotControl!$C$6-1),12,1)),AVERAGE(OFFSET('1EPond'!$D$10,12*$A111,4*(PlotControl!$C$6-1),12,1)))","v":19977},{"$f":"IF(PlotControl!$B$4 = \"Annual Max\",MAX(OFFSET('1EPond'!$E$10,12*$A111,4*(PlotControl!$C$6-1),12,1)),AVERAGE(OFFSET('1EPond'!$E$10,12*$A111,4*(PlotControl!$C$6-1),12,1)))","v":23690},null,null,null,null,null,null,null,null,null,null,null,null,null,null,null,null,null,null,null,48.833333333333584,{"$f":"IF($X111<=7,OFFSET('2EPond'!$C$10,12*$X111,4*(PlotControl!$C$6-1),1,1),OFFSET('1EPond'!$C$10,12*$X111,4*(PlotControl!$C$6-1),1,1))","v":13695},{"$f":"IF(X111<=7,OFFSET('2EPond'!$D$10,12*$X111,4*(PlotControl!$C$6-1),1,1),OFFSET('1EPond'!$D$10,12*$X111,4*(PlotControl!$C$6-1),1,1))","v":14418},{"$f":"IF(X111<=7,OFFSET('2EPond'!$E$10,12*$X111,4*(PlotControl!$C$6-1),1,1),OFFSET('1EPond'!$E$10,12*$X111,4*(PlotControl!$C$6-1),1,1))","v":16351}]
[107,{"$f":"IF(PlotControl!$B$4 = \"Annual Max\",MAX(OFFSET('1EPond'!$C$10,12*$A112,4*(PlotControl!$C$6-1),12,1)),AVERAGE(OFFSET('1EPond'!$C$10,12*$A112,4*(PlotControl!$C$6-1),12,1)))","v":17408},{"$f":"IF(PlotControl!$B$4 = \"Annual Max\",MAX(OFFSET('1EPond'!$D$10,12*$A112,4*(PlotControl!$C$6-1),12,1)),AVERAGE(OFFSET('1EPond'!$D$10,12*$A112,4*(PlotControl!$C$6-1),12,1)))","v":19898},{"$f":"IF(PlotControl!$B$4 = \"Annual Max\",MAX(OFFSET('1EPond'!$E$10,12*$A112,4*(PlotControl!$C$6-1),12,1)),AVERAGE(OFFSET('1EPond'!$E$10,12*$A112,4*(PlotControl!$C$6-1),12,1)))","v":23765},null,null,null,null,null,null,null,null,null,null,null,null,null,null,null,null,null,null,null,48.91666666666692,{"$f":"IF($X112<=7,OFFSET('2EPond'!$C$10,12*$X112,4*(PlotControl!$C$6-1),1,1),OFFSET('1EPond'!$C$10,12*$X112,4*(PlotControl!$C$6-1),1,1))","v":13675},{"$f":"IF(X112<=7,OFFSET('2EPond'!$D$10,12*$X112,4*(PlotControl!$C$6-1),1,1),OFFSET('1EPond'!$D$10,12*$X112,4*(PlotControl!$C$6-1),1,1))","v":14397},{"$f":"IF(X112<=7,OFFSET('2EPond'!$E$10,12*$X112,4*(PlotControl!$C$6-1),1,1),OFFSET('1EPond'!$E$10,12*$X112,4*(PlotControl!$C$6-1),1,1))","v":16450}]
[108,{"$f":"IF(PlotControl!$B$4 = \"Annual Max\",MAX(OFFSET('1EPond'!$C$10,12*$A113,4*(PlotControl!$C$6-1),12,1)),AVERAGE(OFFSET('1EPond'!$C$10,12*$A113,4*(PlotControl!$C$6-1),12,1)))","v":17498},{"$f":"IF(PlotControl!$B$4 = \"Annual Max\",MAX(OFFSET('1EPond'!$D$10,12*$A113,4*(PlotControl!$C$6-1),12,1)),AVERAGE(OFFSET('1EPond'!$D$10,12*$A113,4*(PlotControl!$C$6-1),12,1)))","v":20037},{"$f":"IF(PlotControl!$B$4 = \"Annual Max\",MAX(OFFSET('1EPond'!$E$10,12*$A113,4*(PlotControl!$C$6-1),12,1)),AVERAGE(OFFSET('1EPond'!$E$10,12*$A113,4*(PlotControl!$C$6-1),12,1)))","v":23949},null,null,null,null,null,null,null,null,null,null,null,null,null,null,null,null,null,null,null,49.000000000000256,{"$f":"IF($X113<=7,OFFSET('2EPond'!$C$10,12*$X113,4*(PlotControl!$C$6-1),1,1),OFFSET('1EPond'!$C$10,12*$X113,4*(PlotControl!$C$6-1),1,1))","v":13652},{"$f":"IF(X113<=7,OFFSET('2EPond'!$D$10,12*$X113,4*(PlotControl!$C$6-1),1,1),OFFSET('1EPond'!$D$10,12*$X113,4*(PlotControl!$C$6-1),1,1))","v":14365},{"$f":"IF(X113<=7,OFFSET('2EPond'!$E$10,12*$X113,4*(PlotControl!$C$6-1),1,1),OFFSET('1EPond'!$E$10,12*$X113,4*(PlotControl!$C$6-1),1,1))","v":16582}]
[109,{"$f":"IF(PlotControl!$B$4 = \"Annual Max\",MAX(OFFSET('1EPond'!$C$10,12*$A114,4*(PlotControl!$C$6-1),12,1)),AVERAGE(OFFSET('1EPond'!$C$10,12*$A114,4*(PlotControl!$C$6-1),12,1)))","v":17622},{"$f":"IF(PlotControl!$B$4 = \"Annual Max\",MAX(OFFSET('1EPond'!$D$10,12*$A114,4*(PlotControl!$C$6-1),12,1)),AVERAGE(OFFSET('1EPond'!$D$10,12*$A114,4*(PlotControl!$C$6-1),12,1)))","v":20086},{"$f":"IF(PlotControl!$B$4 = \"Annual Max\",MAX(OFFSET('1EPond'!$E$10,12*$A114,4*(PlotControl!$C$6-1),12,1)),AVERAGE(OFFSET('1EPond'!$E$10,12*$A114,4*(PlotControl!$C$6-1),12,1)))","v":24067},null,null,null,null,null,null,null,null,null,null,null,null,null,null,null,null,null,null,null,49.083333333333591,{"$f":"IF($X114<=7,OFFSET('2EPond'!$C$10,12*$X114,4*(PlotControl!$C$6-1),1,1),OFFSET('1EPond'!$C$10,12*$X114,4*(PlotControl!$C$6-1),1,1))","v":13654},{"$f":"IF(X114<=7,OFFSET('2EPond'!$D$10,12*$X114,4*(PlotControl!$C$6-1),1,1),OFFSET('1EPond'!$D$10,12*$X114,4*(PlotControl!$C$6-1),1,1))","v":14333},{"$f":"IF(X114<=7,OFFSET('2EPond'!$E$10,12*$X114,4*(PlotControl!$C$6-1),1,1),OFFSET('1EPond'!$E$10,12*$X114,4*(PlotControl!$C$6-1),1,1))","v":16709}]
[110,{"$f":"IF(PlotControl!$B$4 = \"Annual Max\",MAX(OFFSET('1EPond'!$C$10,12*$A115,4*(PlotControl!$C$6-1),12,1)),AVERAGE(OFFSET('1EPond'!$C$10,12*$A115,4*(PlotControl!$C$6-1),12,1)))","v":17515},{"$f":"IF(PlotControl!$B$4 = \"Annual Max\",MAX(OFFSET('1EPond'!$D$10,12*$A115,4*(PlotControl!$C$6-1),12,1)),AVERAGE(OFFSET('1EPond'!$D$10,12*$A115,4*(PlotControl!$C$6-1),12,1)))","v":20019},{"$f":"IF(PlotControl!$B$4 = \"Annual Max\",MAX(OFFSET('1EPond'!$E$10,12*$A115,4*(PlotControl!$C$6-1),12,1)),AVERAGE(OFFSET('1EPond'!$E$10,12*$A115,4*(PlotControl!$C$6-1),12,1)))","v":23959},null,null,null,null,null,null,null,null,null,null,null,null,null,null,null,null,null,null,null,49.166666666666927,{"$f":"IF($X115<=7,OFFSET('2EPond'!$C$10,12*$X115,4*(PlotControl!$C$6-1),1,1),OFFSET('1EPond'!$C$10,12*$X115,4*(PlotControl!$C$6-1),1,1))","v":13658},{"$f":"IF(X115<=7,OFFSET('2EPond'!$D$10,12*$X115,4*(PlotControl!$C$6-1),1,1),OFFSET('1EPond'!$D$10,12*$X115,4*(PlotControl!$C$6-1),1,1))","v":14333},{"$f":"IF(X115<=7,OFFSET('2EPond'!$E$10,12*$X115,4*(PlotControl!$C$6-1),1,1),OFFSET('1EPond'!$E$10,12*$X115,4*(PlotControl!$C$6-1),1,1))","v":16857}]
[111,{"$f":"IF(PlotControl!$B$4 = \"Annual Max\",MAX(OFFSET('1EPond'!$C$10,12*$A116,4*(PlotControl!$C$6-1),12,1)),AVERAGE(OFFSET('1EPond'!$C$10,12*$A116,4*(PlotControl!$C$6-1),12,1)))","v":17594},{"$f":"IF(PlotControl!$B$4 = \"Annual Max\",MAX(OFFSET('1EPond'!$D$10,12*$A116,4*(PlotControl!$C$6-1),12,1)),AVERAGE(OFFSET('1EPond'!$D$10,12*$A116,4*(PlotControl!$C$6-1),12,1)))","v":20055},{"$f":"IF(PlotControl!$B$4 = \"Annual Max\",MAX(OFFSET('1EPond'!$E$10,12*$A116,4*(PlotControl!$C$6-1),12,1)),AVERAGE(OFFSET('1EPond'!$E$10,12*$A116,4*(PlotControl!$C$6-1),12,1)))","v":23899},null,null,null,null,null,null,null,null,null,null,null,null,null,null,null,null,null,null,null,49.250000000000263,{"$f":"IF($X116<=7,OFFSET('2EPond'!$C$10,12*$X116,4*(PlotControl!$C$6-1),1,1),OFFSET('1EPond'!$C$10,12*$X116,4*(PlotControl!$C$6-1),1,1))","v":13734},{"$f":"IF(X116<=7,OFFSET('2EPond'!$D$10,12*$X116,4*(PlotControl!$C$6-1),1,1),OFFSET('1EPond'!$D$10,12*$X116,4*(PlotControl!$C$6-1),1,1))","v":14371},{"$f":"IF(X116<=7,OFFSET('2EPond'!$E$10,12*$X116,4*(PlotControl!$C$6-1),1,1),OFFSET('1EPond'!$E$10,12*$X116,4*(PlotControl!$C$6-1),1,1))","v":17024}]
[112,{"$f":"IF(PlotControl!$B$4 = \"Annual Max\",MAX(OFFSET('1EPond'!$C$10,12*$A117,4*(PlotControl!$C$6-1),12,1)),AVERAGE(OFFSET('1EPond'!$C$10,12*$A117,4*(PlotControl!$C$6-1),12,1)))","v":17655},{"$f":"IF(PlotControl!$B$4 = \"Annual Max\",MAX(OFFSET('1EPond'!$D$10,12*$A117,4*(PlotControl!$C$6-1),12,1)),AVERAGE(OFFSET('1EPond'!$D$10,12*$A117,4*(PlotControl!$C$6-1),12,1)))","v":20151},{"$f":"IF(PlotControl!$B$4 = \"Annual Max\",MAX(OFFSET('1EPond'!$E$10,12*$A117,4*(PlotControl!$C$6-1),12,1)),AVERAGE(OFFSET('1EPond'!$E$10,12*$A117,4*(PlotControl!$C$6-1),12,1)))","v":23796},null,null,null,null,null,null,null,null,null,null,null,null,null,null,null,null,null,null,null,49.333333333333599,{"$f":"IF($X117<=7,OFFSET('2EPond'!$C$10,12*$X117,4*(PlotControl!$C$6-1),1,1),OFFSET('1EPond'!$C$10,12*$X117,4*(PlotControl!$C$6-1),1,1))","v":13801},{"$f":"IF(X117<=7,OFFSET('2EPond'!$D$10,12*$X117,4*(PlotControl!$C$6-1),1,1),OFFSET('1EPond'!$D$10,12*$X117,4*(PlotControl!$C$6-1),1,1))","v":14425},{"$f":"IF(X117<=7,OFFSET('2EPond'!$E$10,12*$X117,4*(PlotControl!$C$6-1),1,1),OFFSET('1EPond'!$E$10,12*$X117,4*(PlotControl!$C$6-1),1,1))","v":17229}]
[113,{"$f":"IF(PlotControl!$B$4 = \"Annual Max\",MAX(OFFSET('1EPond'!$C$10,12*$A118,4*(PlotControl!$C$6-1),12,1)),AVERAGE(OFFSET('1EPond'!$C$10,12*$A118,4*(PlotControl!$C$6-1),12,1)))","v":17744},{"$f":"IF(PlotControl!$B$4 = \"Annual Max\",MAX(OFFSET('1EPond'!$D$10,12*$A118,4*(PlotControl!$C$6-1),12,1)),AVERAGE(OFFSET('1EPond'!$D$10,12*$A118,4*(PlotControl!$C$6-1),12,1)))","v":20226},{"$f":"IF(PlotControl!$B$4 = \"Annual Max\",MAX(OFFSET('1EPond'!$E$10,12*$A118,4*(PlotControl!$C$6-1),12,1)),AVERAGE(OFFSET('1EPond'!$E$10,12*$A118,4*(PlotControl!$C$6-1),12,1)))","v":23847},null,null,null,null,null,null,null,null,null,null,null,null,null,null,null,null,null,null,null,49.416666666666934,{"$f":"IF($X118<=7,OFFSET('2EPond'!$C$10,12*$X118,4*(PlotControl!$C$6-1),1,1),OFFSET('1EPond'!$C$10,12*$X118,4*(PlotControl!$C$6-1),1,1))","v":13758},{"$f":"IF(X118<=7,OFFSET('2EPond'!$D$10,12*$X118,4*(PlotControl!$C$6-1),1,1),OFFSET('1EPond'!$D$10,12*$X118,4*(PlotControl!$C$6-1),1,1))","v":14401},{"$f":"IF(X118<=7,OFFSET('2EPond'!$E$10,12*$X118,4*(PlotControl!$C$6-1),1,1),OFFSET('1EPond'!$E$10,12*$X118,4*(PlotControl!$C$6-1),1,1))","v":17286}]
[114,{"$f":"IF(PlotControl!$B$4 = \"Annual Max\",MAX(OFFSET('1EPond'!$C$10,12*$A119,4*(PlotControl!$C$6-1),12,1)),AVERAGE(OFFSET('1EPond'!$C$10,12*$A119,4*(PlotControl!$C$6-1),12,1)))","v":17699},{"$f":"IF(PlotControl!$B$4 = \"Annual Max\",MAX(OFFSET('1EPond'!$D$10,12*$A119,4*(PlotControl!$C$6-1),12,1)),AVERAGE(OFFSET('1EPond'!$D$10,12*$A119,4*(PlotControl!$C$6-1),12,1)))","v":20258},{"$f":"IF(PlotControl!$B$4 = \"Annual Max\",MAX(OFFSET('1EPond'!$E$10,12*$A119,4*(PlotControl!$C$6-1),12,1)),AVERAGE(OFFSET('1EPond'!$E$10,12*$A119,4*(PlotControl!$C$6-1),12,1)))","v":23730},null,null,null,null,null,null,null,null,null,null,null,null,null,null,null,null,null,null,null,49.50000000000027,{"$f":"IF($X119<=7,OFFSET('2EPond'!$C$10,12*$X119,4*(PlotControl!$C$6-1),1,1),OFFSET('1EPond'!$C$10,12*$X119,4*(PlotControl!$C$6-1),1,1))","v":13634},{"$f":"IF(X119<=7,OFFSET('2EPond'!$D$10,12*$X119,4*(PlotControl!$C$6-1),1,1),OFFSET('1EPond'!$D$10,12*$X119,4*(PlotControl!$C$6-1),1,1))","v":14314},{"$f":"IF(X119<=7,OFFSET('2EPond'!$E$10,12*$X119,4*(PlotControl!$C$6-1),1,1),OFFSET('1EPond'!$E$10,12*$X119,4*(PlotControl!$C$6-1),1,1))","v":17151}]
[115,{"$f":"IF(PlotControl!$B$4 = \"Annual Max\",MAX(OFFSET('1EPond'!$C$10,12*$A120,4*(PlotControl!$C$6-1),12,1)),AVERAGE(OFFSET('1EPond'!$C$10,12*$A120,4*(PlotControl!$C$6-1),12,1)))","v":17530},{"$f":"IF(PlotControl!$B$4 = \"Annual Max\",MAX(OFFSET('1EPond'!$D$10,12*$A120,4*(PlotControl!$C$6-1),12,1)),AVERAGE(OFFSET('1EPond'!$D$10,12*$A120,4*(PlotControl!$C$6-1),12,1)))","v":20304},{"$f":"IF(PlotControl!$B$4 = \"Annual Max\",MAX(OFFSET('1EPond'!$E$10,12*$A120,4*(PlotControl!$C$6-1),12,1)),AVERAGE(OFFSET('1EPond'!$E$10,12*$A120,4*(PlotControl!$C$6-1),12,1)))","v":23701},null,null,null,null,null,null,null,null,null,null,null,null,null,null,null,null,null,null,null,49.583333333333606,{"$f":"IF($X120<=7,OFFSET('2EPond'!$C$10,12*$X120,4*(PlotControl!$C$6-1),1,1),OFFSET('1EPond'!$C$10,12*$X120,4*(PlotControl!$C$6-1),1,1))","v":13564},{"$f":"IF(X120<=7,OFFSET('2EPond'!$D$10,12*$X120,4*(PlotControl!$C$6-1),1,1),OFFSET('1EPond'!$D$10,12*$X120,4*(PlotControl!$C$6-1),1,1))","v":14288},{"$f":"IF(X120<=7,OFFSET('2EPond'!$E$10,12*$X120,4*(PlotControl!$C$6-1),1,1),OFFSET('1EPond'!$E$10,12*$X120,4*(PlotControl!$C$6-1),1,1))","v":17126}]
[116,{"$f":"IF(PlotControl!$B$4 = \"Annual Max\",MAX(OFFSET('1EPond'!$C$10,12*$A121,4*(PlotControl!$C$6-1),12,1)),AVERAGE(OFFSET('1EPond'!$C$10,12*$A121,4*(PlotControl!$C$6-1),12,1)))","v":17539},{"$f":"IF(PlotControl!$B$4 = \"Annual Max\",MAX(OFFSET('1EPond'!$D$10,12*$A121,4*(PlotControl!$C$6-1),12,1)),AVERAGE(OFFSET('1EPond'!$D$10,12*$A121,4*(PlotControl!$C$6-1),12,1)))","v":20250},{"$f":"IF(PlotControl!$B$4 = \"Annual Max\",MAX(OFFSET('1EPond'!$E$10,12*$A121,4*(PlotControl!$C$6-1),12,1)),AVERAGE(OFFSET('1EPond'!$E$10,12*$A121,4*(PlotControl!$C$6-1),12,1)))","v":23592},null,null,null,null,null,null,null,null,null,null,null,null,null,null,null,null,null,null,null,49.666666666666941,{"$f":"IF($X121<=7,OFFSET('2EPond'!$C$10,12*$X121,4*(PlotControl!$C$6-1),1,1),OFFSET('1EPond'!$C$10,12*$X121,4*(PlotControl!$C$6-1),1,1))","v":13511},{"$f":"IF(X121<=7,OFFSET('2EPond'!$D$10,12*$X121,4*(PlotControl!$C$6-1),1,1),OFFSET('1EPond'!$D$10,12*$X121,4*(PlotControl!$C$6-1),1,1))","v":14272},{"$f":"IF(X121<=7,OFFSET('2EPond'!$E$10,12*$X121,4*(PlotControl!$C$6-1),1,1),OFFSET('1EPond'!$E$10,12*$X121,4*(PlotControl!$C$6-1),1,1))","v":17338}]
[117,{"$f":"IF(PlotControl!$B$4 = \"Annual Max\",MAX(OFFSET('1EPond'!$C$10,12*$A122,4*(PlotControl!$C$6-1),12,1)),AVERAGE(OFFSET('1EPond'!$C$10,12*$A122,4*(PlotControl!$C$6-1),12,1)))","v":17554},{"$f":"IF(PlotControl!$B$4 = \"Annual Max\",MAX(OFFSET('1EPond'!$D$10,12*$A122,4*(PlotControl!$C$6-1),12,1)),AVERAGE(OFFSET('1EPond'!$D$10,12*$A122,4*(PlotControl!$C$6-1),12,1)))","v":20255},{"$f":"IF(PlotControl!$B$4 = \"Annual Max\",MAX(OFFSET('1EPond'!$E$10,12*$A122,4*(PlotControl!$C$6-1),12,1)),AVERAGE(OFFSET('1EPond'!$E$10,12*$A122,4*(PlotControl!$C$6-1),12,1)))","v":23545},null,null,null,null,null,null,null,null,null,null,null,null,null,null,null,null,null,null,null,49.750000000000277,{"$f":"IF($X122<=7,OFFSET('2EPond'!$C$10,12*$X122,4*(PlotControl!$C$6-1),1,1),OFFSET('1EPond'!$C$10,12*$X122,4*(PlotControl!$C$6-1),1,1))","v":13389},{"$f":"IF(X122<=7,OFFSET('2EPond'!$D$10,12*$X122,4*(PlotControl!$C$6-1),1,1),OFFSET('1EPond'!$D$10,12*$X122,4*(PlotControl!$C$6-1),1,1))","v":14202},{"$f":"IF(X122<=7,OFFSET('2EPond'!$E$10,12*$X122,4*(PlotControl!$C$6-1),1,1),OFFSET('1EPond'!$E$10,12*$X122,4*(PlotControl!$C$6-1),1,1))","v":17164}]
[118,{"$f":"IF(PlotControl!$B$4 = \"Annual Max\",MAX(OFFSET('1EPond'!$C$10,12*$A123,4*(PlotControl!$C$6-1),12,1)),AVERAGE(OFFSET('1EPond'!$C$10,12*$A123,4*(PlotControl!$C$6-1),12,1)))","v":17402},{"$f":"IF(PlotControl!$B$4 = \"Annual Max\",MAX(OFFSET('1EPond'!$D$10,12*$A123,4*(PlotControl!$C$6-1),12,1)),AVERAGE(OFFSET('1EPond'!$D$10,12*$A123,4*(PlotControl!$C$6-1),12,1)))","v":20286},{"$f":"IF(PlotControl!$B$4 = \"Annual Max\",MAX(OFFSET('1EPond'!$E$10,12*$A123,4*(PlotControl!$C$6-1),12,1)),AVERAGE(OFFSET('1EPond'!$E$10,12*$A123,4*(PlotControl!$C$6-1),12,1)))","v":23534},null,null,null,null,null,null,null,null,null,null,null,null,null,null,null,null,null,null,null,49.833333333333613,{"$f":"IF($X123<=7,OFFSET('2EPond'!$C$10,12*$X123,4*(PlotControl!$C$6-1),1,1),OFFSET('1EPond'!$C$10,12*$X123,4*(PlotControl!$C$6-1),1,1))","v":13329},{"$f":"IF(X123<=7,OFFSET('2EPond'!$D$10,12*$X123,4*(PlotControl!$C$6-1),1,1),OFFSET('1EPond'!$D$10,12*$X123,4*(PlotControl!$C$6-1),1,1))","v":14169},{"$f":"IF(X123<=7,OFFSET('2EPond'!$E$10,12*$X123,4*(PlotControl!$C$6-1),1,1),OFFSET('1EPond'!$E$10,12*$X123,4*(PlotControl!$C$6-1),1,1))","v":17075}]
[119,{"$f":"IF(PlotControl!$B$4 = \"Annual Max\",MAX(OFFSET('1EPond'!$C$10,12*$A124,4*(PlotControl!$C$6-1),12,1)),AVERAGE(OFFSET('1EPond'!$C$10,12*$A124,4*(PlotControl!$C$6-1),12,1)))","v":17415},{"$f":"IF(PlotControl!$B$4 = \"Annual Max\",MAX(OFFSET('1EPond'!$D$10,12*$A124,4*(PlotControl!$C$6-1),12,1)),AVERAGE(OFFSET('1EPond'!$D$10,12*$A124,4*(PlotControl!$C$6-1),12,1)))","v":20056},{"$f":"IF(PlotControl!$B$4 = \"Annual Max\",MAX(OFFSET('1EPond'!$E$10,12*$A124,4*(PlotControl!$C$6-1),12,1)),AVERAGE(OFFSET('1EPond'!$E$10,12*$A124,4*(PlotControl!$C$6-1),12,1)))","v":23348},null,null,null,null,null,null,null,null,null,null,null,null,null,null,null,null,null,null,null,49.916666666666949,{"$f":"IF($X124<=7,OFFSET('2EPond'!$C$10,12*$X124,4*(PlotControl!$C$6-1),1,1),OFFSET('1EPond'!$C$10,12*$X124,4*(PlotControl!$C$6-1),1,1))","v":13317},{"$f":"IF(X124<=7,OFFSET('2EPond'!$D$10,12*$X124,4*(PlotControl!$C$6-1),1,1),OFFSET('1EPond'!$D$10,12*$X124,4*(PlotControl!$C$6-1),1,1))","v":14151},{"$f":"IF(X124<=7,OFFSET('2EPond'!$E$10,12*$X124,4*(PlotControl!$C$6-1),1,1),OFFSET('1EPond'!$E$10,12*$X124,4*(PlotControl!$C$6-1),1,1))","v":17085}]
[120,{"$f":"IF(PlotControl!$B$4 = \"Annual Max\",MAX(OFFSET('1EPond'!$C$10,12*$A125,4*(PlotControl!$C$6-1),12,1)),AVERAGE(OFFSET('1EPond'!$C$10,12*$A125,4*(PlotControl!$C$6-1),12,1)))","v":17418},{"$f":"IF(PlotControl!$B$4 = \"Annual Max\",MAX(OFFSET('1EPond'!$D$10,12*$A125,4*(PlotControl!$C$6-1),12,1)),AVERAGE(OFFSET('1EPond'!$D$10,12*$A125,4*(PlotControl!$C$6-1),12,1)))","v":20140},{"$f":"IF(PlotControl!$B$4 = \"Annual Max\",MAX(OFFSET('1EPond'!$E$10,12*$A125,4*(PlotControl!$C$6-1),12,1)),AVERAGE(OFFSET('1EPond'!$E$10,12*$A125,4*(PlotControl!$C$6-1),12,1)))","v":23463},null,null,null,null,null,null,null,null,null,null,null,null,null,null,null,null,null,null,null,50.000000000000284,{"$f":"IF($X125<=7,OFFSET('2EPond'!$C$10,12*$X125,4*(PlotControl!$C$6-1),1,1),OFFSET('1EPond'!$C$10,12*$X125,4*(PlotControl!$C$6-1),1,1))","v":13285},{"$f":"IF(X125<=7,OFFSET('2EPond'!$D$10,12*$X125,4*(PlotControl!$C$6-1),1,1),OFFSET('1EPond'!$D$10,12*$X125,4*(PlotControl!$C$6-1),1,1))","v":14119},{"$f":"IF(X125<=7,OFFSET('2EPond'!$E$10,12*$X125,4*(PlotControl!$C$6-1),1,1),OFFSET('1EPond'!$E$10,12*$X125,4*(PlotControl!$C$6-1),1,1))","v":17152}]
[121,{"$f":"IF(PlotControl!$B$4 = \"Annual Max\",MAX(OFFSET('1EPond'!$C$10,12*$A126,4*(PlotControl!$C$6-1),12,1)),AVERAGE(OFFSET('1EPond'!$C$10,12*$A126,4*(PlotControl!$C$6-1),12,1)))","v":17435},{"$f":"IF(PlotControl!$B$4 = \"Annual Max\",MAX(OFFSET('1EPond'!$D$10,12*$A126,4*(PlotControl!$C$6-1),12,1)),AVERAGE(OFFSET('1EPond'!$D$10,12*$A126,4*(PlotControl!$C$6-1),12,1)))","v":19922},{"$f":"IF(PlotControl!$B$4 = \"Annual Max\",MAX(OFFSET('1EPond'!$E$10,12*$A126,4*(PlotControl!$C$6-1),12,1)),AVERAGE(OFFSET('1EPond'!$E$10,12*$A126,4*(PlotControl!$C$6-1),12,1)))","v":23503},null,null,null,null,null,null,null,null,null,null,null,null,null,null,null,null,null,null,null,50.08333333333362,{"$f":"IF($X126<=7,OFFSET('2EPond'!$C$10,12*$X126,4*(PlotControl!$C$6-1),1,1),OFFSET('1EPond'!$C$10,12*$X126,4*(PlotControl!$C$6-1),1,1))","v":13303},{"$f":"IF(X126<=7,OFFSET('2EPond'!$D$10,12*$X126,4*(PlotControl!$C$6-1),1,1),OFFSET('1EPond'!$D$10,12*$X126,4*(PlotControl!$C$6-1),1,1))","v":14106},{"$f":"IF(X126<=7,OFFSET('2EPond'!$E$10,12*$X126,4*(PlotControl!$C$6-1),1,1),OFFSET('1EPond'!$E$10,12*$X126,4*(PlotControl!$C$6-1),1,1))","v":17309}]
[122,{"$f":"IF(PlotControl!$B$4 = \"Annual Max\",MAX(OFFSET('1EPond'!$C$10,12*$A127,4*(PlotControl!$C$6-1),12,1)),AVERAGE(OFFSET('1EPond'!$C$10,12*$A127,4*(PlotControl!$C$6-1),12,1)))","v":17275},{"$f":"IF(PlotControl!$B$4 = \"Annual Max\",MAX(OFFSET('1EPond'!$D$10,12*$A127,4*(PlotControl!$C$6-1),12,1)),AVERAGE(OFFSET('1EPond'!$D$10,12*$A127,4*(PlotControl!$C$6-1),12,1)))","v":20080},{"$f":"IF(PlotControl!$B$4 = \"Annual Max\",MAX(OFFSET('1EPond'!$E$10,12*$A127,4*(PlotControl!$C$6-1),12,1)),AVERAGE(OFFSET('1EPond'!$E$10,12*$A127,4*(PlotControl!$C$6-1),12,1)))","v":23331},null,null,null,null,null,null,null,null,null,null,null,null,null,null,null,null,null,null,null,50.166666666666956,{"$f":"IF($X127<=7,OFFSET('2EPond'!$C$10,12*$X127,4*(PlotControl!$C$6-1),1,1),OFFSET('1EPond'!$C$10,12*$X127,4*(PlotControl!$C$6-1),1,1))","v":13328},{"$f":"IF(X127<=7,OFFSET('2EPond'!$D$10,12*$X127,4*(PlotControl!$C$6-1),1,1),OFFSET('1EPond'!$D$10,12*$X127,4*(PlotControl!$C$6-1),1,1))","v":14105},{"$f":"IF(X127<=7,OFFSET('2EPond'!$E$10,12*$X127,4*(PlotControl!$C$6-1),1,1),OFFSET('1EPond'!$E$10,12*$X127,4*(PlotControl!$C$6-1),1,1))","v":17476}]
[123,{"$f":"IF(PlotControl!$B$4 = \"Annual Max\",MAX(OFFSET('1EPond'!$C$10,12*$A128,4*(PlotControl!$C$6-1),12,1)),AVERAGE(OFFSET('1EPond'!$C$10,12*$A128,4*(PlotControl!$C$6-1),12,1)))","v":17453},{"$f":"IF(PlotControl!$B$4 = \"Annual Max\",MAX(OFFSET('1EPond'!$D$10,12*$A128,4*(PlotControl!$C$6-1),12,1)),AVERAGE(OFFSET('1EPond'!$D$10,12*$A128,4*(PlotControl!$C$6-1),12,1)))","v":20017},{"$f":"IF(PlotControl!$B$4 = \"Annual Max\",MAX(OFFSET('1EPond'!$E$10,12*$A128,4*(PlotControl!$C$6-1),12,1)),AVERAGE(OFFSET('1EPond'!$E$10,12*$A128,4*(PlotControl!$C$6-1),12,1)))","v":23483},null,null,null,null,null,null,null,null,null,null,null,null,null,null,null,null,null,null,null,50.250000000000291,{"$f":"IF($X128<=7,OFFSET('2EPond'!$C$10,12*$X128,4*(PlotControl!$C$6-1),1,1),OFFSET('1EPond'!$C$10,12*$X128,4*(PlotControl!$C$6-1),1,1))","v":13414},{"$f":"IF(X128<=7,OFFSET('2EPond'!$D$10,12*$X128,4*(PlotControl!$C$6-1),1,1),OFFSET('1EPond'!$D$10,12*$X128,4*(PlotControl!$C$6-1),1,1))","v":14154},{"$f":"IF(X128<=7,OFFSET('2EPond'!$E$10,12*$X128,4*(PlotControl!$C$6-1),1,1),OFFSET('1EPond'!$E$10,12*$X128,4*(PlotControl!$C$6-1),1,1))","v":17677}]
[124,{"$f":"IF(PlotControl!$B$4 = \"Annual Max\",MAX(OFFSET('1EPond'!$C$10,12*$A129,4*(PlotControl!$C$6-1),12,1)),AVERAGE(OFFSET('1EPond'!$C$10,12*$A129,4*(PlotControl!$C$6-1),12,1)))","v":17511},{"$f":"IF(PlotControl!$B$4 = \"Annual Max\",MAX(OFFSET('1EPond'!$D$10,12*$A129,4*(PlotControl!$C$6-1),12,1)),AVERAGE(OFFSET('1EPond'!$D$10,12*$A129,4*(PlotControl!$C$6-1),12,1)))","v":20038},{"$f":"IF(PlotControl!$B$4 = \"Annual Max\",MAX(OFFSET('1EPond'!$E$10,12*$A129,4*(PlotControl!$C$6-1),12,1)),AVERAGE(OFFSET('1EPond'!$E$10,12*$A129,4*(PlotControl!$C$6-1),12,1)))","v":23941},null,null,null,null,null,null,null,null,null,null,null,null,null,null,null,null,null,null,null,50.333333333333627,{"$f":"IF($X129<=7,OFFSET('2EPond'!$C$10,12*$X129,4*(PlotControl!$C$6-1),1,1),OFFSET('1EPond'!$C$10,12*$X129,4*(PlotControl!$C$6-1),1,1))","v":13512},{"$f":"IF(X129<=7,OFFSET('2EPond'!$D$10,12*$X129,4*(PlotControl!$C$6-1),1,1),OFFSET('1EPond'!$D$10,12*$X129,4*(PlotControl!$C$6-1),1,1))","v":14209},{"$f":"IF(X129<=7,OFFSET('2EPond'!$E$10,12*$X129,4*(PlotControl!$C$6-1),1,1),OFFSET('1EPond'!$E$10,12*$X129,4*(PlotControl!$C$6-1),1,1))","v":17941}]
[125,{"$f":"IF(PlotControl!$B$4 = \"Annual Max\",MAX(OFFSET('1EPond'!$C$10,12*$A130,4*(PlotControl!$C$6-1),12,1)),AVERAGE(OFFSET('1EPond'!$C$10,12*$A130,4*(PlotControl!$C$6-1),12,1)))","v":17460},{"$f":"IF(PlotControl!$B$4 = \"Annual Max\",MAX(OFFSET('1EPond'!$D$10,12*$A130,4*(PlotControl!$C$6-1),12,1)),AVERAGE(OFFSET('1EPond'!$D$10,12*$A130,4*(PlotControl!$C$6-1),12,1)))","v":20089},{"$f":"IF(PlotControl!$B$4 = \"Annual Max\",MAX(OFFSET('1EPond'!$E$10,12*$A130,4*(PlotControl!$C$6-1),12,1)),AVERAGE(OFFSET('1EPond'!$E$10,12*$A130,4*(PlotControl!$C$6-1),12,1)))","v":23989},null,null,null,null,null,null,null,null,null,null,null,null,null,null,null,null,null,null,null,50.416666666666963,{"$f":"IF($X130<=7,OFFSET('2EPond'!$C$10,12*$X130,4*(PlotControl!$C$6-1),1,1),OFFSET('1EPond'!$C$10,12*$X130,4*(PlotControl!$C$6-1),1,1))","v":13489},{"$f":"IF(X130<=7,OFFSET('2EPond'!$D$10,12*$X130,4*(PlotControl!$C$6-1),1,1),OFFSET('1EPond'!$D$10,12*$X130,4*(PlotControl!$C$6-1),1,1))","v":14193},{"$f":"IF(X130<=7,OFFSET('2EPond'!$E$10,12*$X130,4*(PlotControl!$C$6-1),1,1),OFFSET('1EPond'!$E$10,12*$X130,4*(PlotControl!$C$6-1),1,1))","v":18268}]
[126,{"$f":"IF(PlotControl!$B$4 = \"Annual Max\",MAX(OFFSET('1EPond'!$C$10,12*$A131,4*(PlotControl!$C$6-1),12,1)),AVERAGE(OFFSET('1EPond'!$C$10,12*$A131,4*(PlotControl!$C$6-1),12,1)))","v":17445},{"$f":"IF(PlotControl!$B$4 = \"Annual Max\",MAX(OFFSET('1EPond'!$D$10,12*$A131,4*(PlotControl!$C$6-1),12,1)),AVERAGE(OFFSET('1EPond'!$D$10,12*$A131,4*(PlotControl!$C$6-1),12,1)))","v":20280},{"$f":"IF(PlotControl!$B$4 = \"Annual Max\",MAX(OFFSET('1EPond'!$E$10,12*$A131,4*(PlotControl!$C$6-1),12,1)),AVERAGE(OFFSET('1EPond'!$E$10,12*$A131,4*(PlotControl!$C$6-1),12,1)))","v":24154},null,null,null,null,null,null,null,null,null,null,null,null,null,null,null,null,null,null,null,50.500000000000298,{"$f":"IF($X131<=7,OFFSET('2EPond'!$C$10,12*$X131,4*(PlotControl!$C$6-1),1,1),OFFSET('1EPond'!$C$10,12*$X131,4*(PlotControl!$C$6-1),1,1))","v":13369},{"$f":"IF(X131<=7,OFFSET('2EPond'!$D$10,12*$X131,4*(PlotControl!$C$6-1),1,1),OFFSET('1EPond'!$D$10,12*$X131,4*(PlotControl!$C$6-1),1,1))","v":14062},{"$f":"IF(X131<=7,OFFSET('2EPond'!$E$10,12*$X131,4*(PlotControl!$C$6-1),1,1),OFFSET('1EPond'!$E$10,12*$X131,4*(PlotControl!$C$6-1),1,1))","v":18134}]
[127,{"$f":"IF(PlotControl!$B$4 = \"Annual Max\",MAX(OFFSET('1EPond'!$C$10,12*$A132,4*(PlotControl!$C$6-1),12,1)),AVERAGE(OFFSET('1EPond'!$C$10,12*$A132,4*(PlotControl!$C$6-1),12,1)))","v":17593},{"$f":"IF(PlotControl!$B$4 = \"Annual Max\",MAX(OFFSET('1EPond'!$D$10,12*$A132,4*(PlotControl!$C$6-1),12,1)),AVERAGE(OFFSET('1EPond'!$D$10,12*$A132,4*(PlotControl!$C$6-1),12,1)))","v":20118},{"$f":"IF(PlotControl!$B$4 = \"Annual Max\",MAX(OFFSET('1EPond'!$E$10,12*$A132,4*(PlotControl!$C$6-1),12,1)),AVERAGE(OFFSET('1EPond'!$E$10,12*$A132,4*(PlotControl!$C$6-1),12,1)))","v":24025},null,null,null,null,null,null,null,null,null,null,null,null,null,null,null,null,null,null,null,50.583333333333634,{"$f":"IF($X132<=7,OFFSET('2EPond'!$C$10,12*$X132,4*(PlotControl!$C$6-1),1,1),OFFSET('1EPond'!$C$10,12*$X132,4*(PlotControl!$C$6-1),1,1))","v":13308},{"$f":"IF(X132<=7,OFFSET('2EPond'!$D$10,12*$X132,4*(PlotControl!$C$6-1),1,1),OFFSET('1EPond'!$D$10,12*$X132,4*(PlotControl!$C$6-1),1,1))","v":14041},{"$f":"IF(X132<=7,OFFSET('2EPond'!$E$10,12*$X132,4*(PlotControl!$C$6-1),1,1),OFFSET('1EPond'!$E$10,12*$X132,4*(PlotControl!$C$6-1),1,1))","v":18244}]
[128,{"$f":"IF(PlotControl!$B$4 = \"Annual Max\",MAX(OFFSET('1EPond'!$C$10,12*$A133,4*(PlotControl!$C$6-1),12,1)),AVERAGE(OFFSET('1EPond'!$C$10,12*$A133,4*(PlotControl!$C$6-1),12,1)))","v":17796},{"$f":"IF(PlotControl!$B$4 = \"Annual Max\",MAX(OFFSET('1EPond'!$D$10,12*$A133,4*(PlotControl!$C$6-1),12,1)),AVERAGE(OFFSET('1EPond'!$D$10,12*$A133,4*(PlotControl!$C$6-1),12,1)))","v":20225},{"$f":"IF(PlotControl!$B$4 = \"Annual Max\",MAX(OFFSET('1EPond'!$E$10,12*$A133,4*(PlotControl!$C$6-1),12,1)),AVERAGE(OFFSET('1EPond'!$E$10,12*$A133,4*(PlotControl!$C$6-1),12,1)))","v":24027},null,null,null,null,null,null,null,null,null,null,null,null,null,null,null,null,null,null,null,50.66666666666697,{"$f":"IF($X133<=7,OFFSET('2EPond'!$C$10,12*$X133,4*(PlotControl!$C$6-1),1,1),OFFSET('1EPond'!$C$10,12*$X133,4*(PlotControl!$C$6-1),1,1))","v":13289},{"$f":"IF(X133<=7,OFFSET('2EPond'!$D$10,12*$X133,4*(PlotControl!$C$6-1),1,1),OFFSET('1EPond'!$D$10,12*$X133,4*(PlotControl!$C$6-1),1,1))","v":14019},{"$f":"IF(X133<=7,OFFSET('2EPond'!$E$10,12*$X133,4*(PlotControl!$C$6-1),1,1),OFFSET('1EPond'!$E$10,12*$X133,4*(PlotControl!$C$6-1),1,1))","v":18287}]
[129,{"$f":"IF(PlotControl!$B$4 = \"Annual Max\",MAX(OFFSET('1EPond'!$C$10,12*$A134,4*(PlotControl!$C$6-1),12,1)),AVERAGE(OFFSET('1EPond'!$C$10,12*$A134,4*(PlotControl!$C$6-1),12,1)))","v":17708},{"$f":"IF(PlotControl!$B$4 = \"Annual Max\",MAX(OFFSET('1EPond'!$D$10,12*$A134,4*(PlotControl!$C$6-1),12,1)),AVERAGE(OFFSET('1EPond'!$D$10,12*$A134,4*(PlotControl!$C$6-1),12,1)))","v":20338},{"$f":"IF(PlotControl!$B$4 = \"Annual Max\",MAX(OFFSET('1EPond'!$E$10,12*$A134,4*(PlotControl!$C$6-1),12,1)),AVERAGE(OFFSET('1EPond'!$E$10,12*$A134,4*(PlotControl!$C$6-1),12,1)))","v":24177},null,null,null,null,null,null,null,null,null,null,null,null,null,null,null,null,null,null,null,50.750000000000306,{"$f":"IF($X134<=7,OFFSET('2EPond'!$C$10,12*$X134,4*(PlotControl!$C$6-1),1,1),OFFSET('1EPond'!$C$10,12*$X134,4*(PlotControl!$C$6-1),1,1))","v":13157},{"$f":"IF(X134<=7,OFFSET('2EPond'!$D$10,12*$X134,4*(PlotControl!$C$6-1),1,1),OFFSET('1EPond'!$D$10,12*$X134,4*(PlotControl!$C$6-1),1,1))","v":13947},{"$f":"IF(X134<=7,OFFSET('2EPond'!$E$10,12*$X134,4*(PlotControl!$C$6-1),1,1),OFFSET('1EPond'!$E$10,12*$X134,4*(PlotControl!$C$6-1),1,1))","v":18247}]
[130,{"$f":"IF(PlotControl!$B$4 = \"Annual Max\",MAX(OFFSET('1EPond'!$C$10,12*$A135,4*(PlotControl!$C$6-1),12,1)),AVERAGE(OFFSET('1EPond'!$C$10,12*$A135,4*(PlotControl!$C$6-1),12,1)))","v":17686},{"$f":"IF(PlotControl!$B$4 = \"Annual Max\",MAX(OFFSET('1EPond'!$D$10,12*$A135,4*(PlotControl!$C$6-1),12,1)),AVERAGE(OFFSET('1EPond'!$D$10,12*$A135,4*(PlotControl!$C$6-1),12,1)))","v":20363},{"$f":"IF(PlotControl!$B$4 = \"Annual Max\",MAX(OFFSET('1EPond'!$E$10,12*$A135,4*(PlotControl!$C$6-1),12,1)),AVERAGE(OFFSET('1EPond'!$E$10,12*$A135,4*(PlotControl!$C$6-1),12,1)))","v":23761},null,null,null,null,null,null,null,null,null,null,null,null,null,null,null,null,null,null,null,{"$f":"X134+1/12","v":50.833333333333641},{"$f":"IF($X135<=7,OFFSET('2EPond'!$C$10,12*$X135,4*(PlotControl!$C$6-1),1,1),OFFSET('1EPond'!$C$10,12*$X135,4*(PlotControl!$C$6-1),1,1))","v":13111},{"$f":"IF(X135<=7,OFFSET('2EPond'!$D$10,12*$X135,4*(PlotControl!$C$6-1),1,1),OFFSET('1EPond'!$D$10,12*$X135,4*(PlotControl!$C$6-1),1,1))","v":13912},{"$f":"IF(X135<=7,OFFSET('2EPond'!$E$10,12*$X135,4*(PlotControl!$C$6-1),1,1),OFFSET('1EPond'!$E$10,12*$X135,4*(PlotControl!$C$6-1),1,1))","v":18251}]
[131,{"$f":"IF(PlotControl!$B$4 = \"Annual Max\",MAX(OFFSET('1EPond'!$C$10,12*$A136,4*(PlotControl!$C$6-1),12,1)),AVERAGE(OFFSET('1EPond'!$C$10,12*$A136,4*(PlotControl!$C$6-1),12,1)))","v":17613},{"$f":"IF(PlotControl!$B$4 = \"Annual Max\",MAX(OFFSET('1EPond'!$D$10,12*$A136,4*(PlotControl!$C$6-1),12,1)),AVERAGE(OFFSET('1EPond'!$D$10,12*$A136,4*(PlotControl!$C$6-1),12,1)))","v":20316},{"$f":"IF(PlotControl!$B$4 = \"Annual Max\",MAX(OFFSET('1EPond'!$E$10,12*$A136,4*(PlotControl!$C$6-1),12,1)),AVERAGE(OFFSET('1EPond'!$E$10,12*$A136,4*(PlotControl!$C$6-1),12,1)))","v":23530},null,null,null,null,null,null,null,null,null,null,null,null,null,null,null,null,null,null,null,50.916666666666977,{"$f":"IF($X136<=7,OFFSET('2EPond'!$C$10,12*$X136,4*(PlotControl!$C$6-1),1,1),OFFSET('1EPond'!$C$10,12*$X136,4*(PlotControl!$C$6-1),1,1))","v":13116},{"$f":"IF(X136<=7,OFFSET('2EPond'!$D$10,12*$X136,4*(PlotControl!$C$6-1),1,1),OFFSET('1EPond'!$D$10,12*$X136,4*(PlotControl!$C$6-1),1,1))","v":13896},{"$f":"IF(X136<=7,OFFSET('2EPond'!$E$10,12*$X136,4*(PlotControl!$C$6-1),1,1),OFFSET('1EPond'!$E$10,12*$X136,4*(PlotControl!$C$6-1),1,1))","v":18320}]
[132,{"$f":"IF(PlotControl!$B$4 = \"Annual Max\",MAX(OFFSET('1EPond'!$C$10,12*$A137,4*(PlotControl!$C$6-1),12,1)),AVERAGE(OFFSET('1EPond'!$C$10,12*$A137,4*(PlotControl!$C$6-1),12,1)))","v":17731},{"$f":"IF(PlotControl!$B$4 = \"Annual Max\",MAX(OFFSET('1EPond'!$D$10,12*$A137,4*(PlotControl!$C$6-1),12,1)),AVERAGE(OFFSET('1EPond'!$D$10,12*$A137,4*(PlotControl!$C$6-1),12,1)))","v":20262},{"$f":"IF(PlotControl!$B$4 = \"Annual Max\",MAX(OFFSET('1EPond'!$E$10,12*$A137,4*(PlotControl!$C$6-1),12,1)),AVERAGE(OFFSET('1EPond'!$E$10,12*$A137,4*(PlotControl!$C$6-1),12,1)))","v":23780},null,null,null,null,null,null,null,null,null,null,null,null,null,null,null,null,null,null,null,51.000000000000313,{"$f":"IF($X137<=7,OFFSET('2EPond'!$C$10,12*$X137,4*(PlotControl!$C$6-1),1,1),OFFSET('1EPond'!$C$10,12*$X137,4*(PlotControl!$C$6-1),1,1))","v":13097},{"$f":"IF(X137<=7,OFFSET('2EPond'!$D$10,12*$X137,4*(PlotControl!$C$6-1),1,1),OFFSET('1EPond'!$D$10,12*$X137,4*(PlotControl!$C$6-1),1,1))","v":13872},{"$f":"IF(X137<=7,OFFSET('2EPond'!$E$10,12*$X137,4*(PlotControl!$C$6-1),1,1),OFFSET('1EPond'!$E$10,12*$X137,4*(PlotControl!$C$6-1),1,1))","v":18398}]
[133,{"$f":"IF(PlotControl!$B$4 = \"Annual Max\",MAX(OFFSET('1EPond'!$C$10,12*$A138,4*(PlotControl!$C$6-1),12,1)),AVERAGE(OFFSET('1EPond'!$C$10,12*$A138,4*(PlotControl!$C$6-1),12,1)))","v":17736},{"$f":"IF(PlotControl!$B$4 = \"Annual Max\",MAX(OFFSET('1EPond'!$D$10,12*$A138,4*(PlotControl!$C$6-1),12,1)),AVERAGE(OFFSET('1EPond'!$D$10,12*$A138,4*(PlotControl!$C$6-1),12,1)))","v":20374},{"$f":"IF(PlotControl!$B$4 = \"Annual Max\",MAX(OFFSET('1EPond'!$E$10,12*$A138,4*(PlotControl!$C$6-1),12,1)),AVERAGE(OFFSET('1EPond'!$E$10,12*$A138,4*(PlotControl!$C$6-1),12,1)))","v":23948},null,null,null,null,null,null,null,null,null,null,null,null,null,null,null,null,null,null,null,51.083333333333648,{"$f":"IF($X138<=7,OFFSET('2EPond'!$C$10,12*$X138,4*(PlotControl!$C$6-1),1,1),OFFSET('1EPond'!$C$10,12*$X138,4*(PlotControl!$C$6-1),1,1))","v":13122},{"$f":"IF(X138<=7,OFFSET('2EPond'!$D$10,12*$X138,4*(PlotControl!$C$6-1),1,1),OFFSET('1EPond'!$D$10,12*$X138,4*(PlotControl!$C$6-1),1,1))","v":13860},{"$f":"IF(X138<=7,OFFSET('2EPond'!$E$10,12*$X138,4*(PlotControl!$C$6-1),1,1),OFFSET('1EPond'!$E$10,12*$X138,4*(PlotControl!$C$6-1),1,1))","v":18510}]
[134,{"$f":"IF(PlotControl!$B$4 = \"Annual Max\",MAX(OFFSET('1EPond'!$C$10,12*$A139,4*(PlotControl!$C$6-1),12,1)),AVERAGE(OFFSET('1EPond'!$C$10,12*$A139,4*(PlotControl!$C$6-1),12,1)))","v":17730},{"$f":"IF(PlotControl!$B$4 = \"Annual Max\",MAX(OFFSET('1EPond'!$D$10,12*$A139,4*(PlotControl!$C$6-1),12,1)),AVERAGE(OFFSET('1EPond'!$D$10,12*$A139,4*(PlotControl!$C$6-1),12,1)))","v":20507},{"$f":"IF(PlotControl!$B$4 = \"Annual Max\",MAX(OFFSET('1EPond'!$E$10,12*$A139,4*(PlotControl!$C$6-1),12,1)),AVERAGE(OFFSET('1EPond'!$E$10,12*$A139,4*(PlotControl!$C$6-1),12,1)))","v":23709},null,null,null,null,null,null,null,null,null,null,null,null,null,null,null,null,null,null,null,51.166666666666984,{"$f":"IF($X139<=7,OFFSET('2EPond'!$C$10,12*$X139,4*(PlotControl!$C$6-1),1,1),OFFSET('1EPond'!$C$10,12*$X139,4*(PlotControl!$C$6-1),1,1))","v":13160},{"$f":"IF(X139<=7,OFFSET('2EPond'!$D$10,12*$X139,4*(PlotControl!$C$6-1),1,1),OFFSET('1EPond'!$D$10,12*$X139,4*(PlotControl!$C$6-1),1,1))","v":13850},{"$f":"IF(X139<=7,OFFSET('2EPond'!$E$10,12*$X139,4*(PlotControl!$C$6-1),1,1),OFFSET('1EPond'!$E$10,12*$X139,4*(PlotControl!$C$6-1),1,1))","v":18643}]
[135,{"$f":"IF(PlotControl!$B$4 = \"Annual Max\",MAX(OFFSET('1EPond'!$C$10,12*$A140,4*(PlotControl!$C$6-1),12,1)),AVERAGE(OFFSET('1EPond'!$C$10,12*$A140,4*(PlotControl!$C$6-1),12,1)))","v":17773},{"$f":"IF(PlotControl!$B$4 = \"Annual Max\",MAX(OFFSET('1EPond'!$D$10,12*$A140,4*(PlotControl!$C$6-1),12,1)),AVERAGE(OFFSET('1EPond'!$D$10,12*$A140,4*(PlotControl!$C$6-1),12,1)))","v":20448},{"$f":"IF(PlotControl!$B$4 = \"Annual Max\",MAX(OFFSET('1EPond'!$E$10,12*$A140,4*(PlotControl!$C$6-1),12,1)),AVERAGE(OFFSET('1EPond'!$E$10,12*$A140,4*(PlotControl!$C$6-1),12,1)))","v":23688},null,null,null,null,null,null,null,null,null,null,null,null,null,null,null,null,null,null,null,51.25000000000032,{"$f":"IF($X140<=7,OFFSET('2EPond'!$C$10,12*$X140,4*(PlotControl!$C$6-1),1,1),OFFSET('1EPond'!$C$10,12*$X140,4*(PlotControl!$C$6-1),1,1))","v":13214},{"$f":"IF(X140<=7,OFFSET('2EPond'!$D$10,12*$X140,4*(PlotControl!$C$6-1),1,1),OFFSET('1EPond'!$D$10,12*$X140,4*(PlotControl!$C$6-1),1,1))","v":13907},{"$f":"IF(X140<=7,OFFSET('2EPond'!$E$10,12*$X140,4*(PlotControl!$C$6-1),1,1),OFFSET('1EPond'!$E$10,12*$X140,4*(PlotControl!$C$6-1),1,1))","v":18808}]
[136,{"$f":"IF(PlotControl!$B$4 = \"Annual Max\",MAX(OFFSET('1EPond'!$C$10,12*$A141,4*(PlotControl!$C$6-1),12,1)),AVERAGE(OFFSET('1EPond'!$C$10,12*$A141,4*(PlotControl!$C$6-1),12,1)))","v":17653},{"$f":"IF(PlotControl!$B$4 = \"Annual Max\",MAX(OFFSET('1EPond'!$D$10,12*$A141,4*(PlotControl!$C$6-1),12,1)),AVERAGE(OFFSET('1EPond'!$D$10,12*$A141,4*(PlotControl!$C$6-1),12,1)))","v":20465},{"$f":"IF(PlotControl!$B$4 = \"Annual Max\",MAX(OFFSET('1EPond'!$E$10,12*$A141,4*(PlotControl!$C$6-1),12,1)),AVERAGE(OFFSET('1EPond'!$E$10,12*$A141,4*(PlotControl!$C$6-1),12,1)))","v":23709},null,null,null,null,null,null,null,null,null,null,null,null,null,null,null,null,null,null,null,51.333333333333655,{"$f":"IF($X141<=7,OFFSET('2EPond'!$C$10,12*$X141,4*(PlotControl!$C$6-1),1,1),OFFSET('1EPond'!$C$10,12*$X141,4*(PlotControl!$C$6-1),1,1))","v":13283},{"$f":"IF(X141<=7,OFFSET('2EPond'!$D$10,12*$X141,4*(PlotControl!$C$6-1),1,1),OFFSET('1EPond'!$D$10,12*$X141,4*(PlotControl!$C$6-1),1,1))","v":14005},{"$f":"IF(X141<=7,OFFSET('2EPond'!$E$10,12*$X141,4*(PlotControl!$C$6-1),1,1),OFFSET('1EPond'!$E$10,12*$X141,4*(PlotControl!$C$6-1),1,1))","v":19182}]
[137,{"$f":"IF(PlotControl!$B$4 = \"Annual Max\",MAX(OFFSET('1EPond'!$C$10,12*$A142,4*(PlotControl!$C$6-1),12,1)),AVERAGE(OFFSET('1EPond'!$C$10,12*$A142,4*(PlotControl!$C$6-1),12,1)))","v":17775},{"$f":"IF(PlotControl!$B$4 = \"Annual Max\",MAX(OFFSET('1EPond'!$D$10,12*$A142,4*(PlotControl!$C$6-1),12,1)),AVERAGE(OFFSET('1EPond'!$D$10,12*$A142,4*(PlotControl!$C$6-1),12,1)))","v":20414},{"$f":"IF(PlotControl!$B$4 = \"Annual Max\",MAX(OFFSET('1EPond'!$E$10,12*$A142,4*(PlotControl!$C$6-1),12,1)),AVERAGE(OFFSET('1EPond'!$E$10,12*$A142,4*(PlotControl!$C$6-1),12,1)))","v":23975},null,null,null,null,null,null,null,null,null,null,null,null,null,null,null,null,null,null,null,51.416666666666991,{"$f":"IF($X142<=7,OFFSET('2EPond'!$C$10,12*$X142,4*(PlotControl!$C$6-1),1,1),OFFSET('1EPond'!$C$10,12*$X142,4*(PlotControl!$C$6-1),1,1))","v":13280},{"$f":"IF(X142<=7,OFFSET('2EPond'!$D$10,12*$X142,4*(PlotControl!$C$6-1),1,1),OFFSET('1EPond'!$D$10,12*$X142,4*(PlotControl!$C$6-1),1,1))","v":13997},{"$f":"IF(X142<=7,OFFSET('2EPond'!$E$10,12*$X142,4*(PlotControl!$C$6-1),1,1),OFFSET('1EPond'!$E$10,12*$X142,4*(PlotControl!$C$6-1),1,1))","v":19092}]
[138,{"$f":"IF(PlotControl!$B$4 = \"Annual Max\",MAX(OFFSET('1EPond'!$C$10,12*$A143,4*(PlotControl!$C$6-1),12,1)),AVERAGE(OFFSET('1EPond'!$C$10,12*$A143,4*(PlotControl!$C$6-1),12,1)))","v":17813},{"$f":"IF(PlotControl!$B$4 = \"Annual Max\",MAX(OFFSET('1EPond'!$D$10,12*$A143,4*(PlotControl!$C$6-1),12,1)),AVERAGE(OFFSET('1EPond'!$D$10,12*$A143,4*(PlotControl!$C$6-1),12,1)))","v":20281},{"$f":"IF(PlotControl!$B$4 = \"Annual Max\",MAX(OFFSET('1EPond'!$E$10,12*$A143,4*(PlotControl!$C$6-1),12,1)),AVERAGE(OFFSET('1EPond'!$E$10,12*$A143,4*(PlotControl!$C$6-1),12,1)))","v":23685},null,null,null,null,null,null,null,null,null,null,null,null,null,null,null,null,null,null,null,51.500000000000327,{"$f":"IF($X143<=7,OFFSET('2EPond'!$C$10,12*$X143,4*(PlotControl!$C$6-1),1,1),OFFSET('1EPond'!$C$10,12*$X143,4*(PlotControl!$C$6-1),1,1))","v":13164},{"$f":"IF(X143<=7,OFFSET('2EPond'!$D$10,12*$X143,4*(PlotControl!$C$6-1),1,1),OFFSET('1EPond'!$D$10,12*$X143,4*(PlotControl!$C$6-1),1,1))","v":13917},{"$f":"IF(X143<=7,OFFSET('2EPond'!$E$10,12*$X143,4*(PlotControl!$C$6-1),1,1),OFFSET('1EPond'!$E$10,12*$X143,4*(PlotControl!$C$6-1),1,1))","v":19099}]
[139,{"$f":"IF(PlotControl!$B$4 = \"Annual Max\",MAX(OFFSET('1EPond'!$C$10,12*$A144,4*(PlotControl!$C$6-1),12,1)),AVERAGE(OFFSET('1EPond'!$C$10,12*$A144,4*(PlotControl!$C$6-1),12,1)))","v":17699},{"$f":"IF(PlotControl!$B$4 = \"Annual Max\",MAX(OFFSET('1EPond'!$D$10,12*$A144,4*(PlotControl!$C$6-1),12,1)),AVERAGE(OFFSET('1EPond'!$D$10,12*$A144,4*(PlotControl!$C$6-1),12,1)))","v":20206},{"$f":"IF(PlotControl!$B$4 = \"Annual Max\",MAX(OFFSET('1EPond'!$E$10,12*$A144,4*(PlotControl!$C$6-1),12,1)),AVERAGE(OFFSET('1EPond'!$E$10,12*$A144,4*(PlotControl!$C$6-1),12,1)))","v":23812},null,null,null,null,null,null,null,null,null,null,null,null,null,null,null,null,null,null,null,51.583333333333663,{"$f":"IF($X144<=7,OFFSET('2EPond'!$C$10,12*$X144,4*(PlotControl!$C$6-1),1,1),OFFSET('1EPond'!$C$10,12*$X144,4*(PlotControl!$C$6-1),1,1))","v":13123},{"$f":"IF(X144<=7,OFFSET('2EPond'!$D$10,12*$X144,4*(PlotControl!$C$6-1),1,1),OFFSET('1EPond'!$D$10,12*$X144,4*(PlotControl!$C$6-1),1,1))","v":13884},{"$f":"IF(X144<=7,OFFSET('2EPond'!$E$10,12*$X144,4*(PlotControl!$C$6-1),1,1),OFFSET('1EPond'!$E$10,12*$X144,4*(PlotControl!$C$6-1),1,1))","v":19112}]
[140,{"$f":"IF(PlotControl!$B$4 = \"Annual Max\",MAX(OFFSET('1EPond'!$C$10,12*$A145,4*(PlotControl!$C$6-1),12,1)),AVERAGE(OFFSET('1EPond'!$C$10,12*$A145,4*(PlotControl!$C$6-1),12,1)))","v":17750},{"$f":"IF(PlotControl!$B$4 = \"Annual Max\",MAX(OFFSET('1EPond'!$D$10,12*$A145,4*(PlotControl!$C$6-1),12,1)),AVERAGE(OFFSET('1EPond'!$D$10,12*$A145,4*(PlotControl!$C$6-1),12,1)))","v":20187},{"$f":"IF(PlotControl!$B$4 = \"Annual Max\",MAX(OFFSET('1EPond'!$E$10,12*$A145,4*(PlotControl!$C$6-1),12,1)),AVERAGE(OFFSET('1EPond'!$E$10,12*$A145,4*(PlotControl!$C$6-1),12,1)))","v":23696},null,null,null,null,null,null,null,null,null,null,null,null,null,null,null,null,null,null,null,51.666666666666998,{"$f":"IF($X145<=7,OFFSET('2EPond'!$C$10,12*$X145,4*(PlotControl!$C$6-1),1,1),OFFSET('1EPond'!$C$10,12*$X145,4*(PlotControl!$C$6-1),1,1))","v":13078},{"$f":"IF(X145<=7,OFFSET('2EPond'!$D$10,12*$X145,4*(PlotControl!$C$6-1),1,1),OFFSET('1EPond'!$D$10,12*$X145,4*(PlotControl!$C$6-1),1,1))","v":13893},{"$f":"IF(X145<=7,OFFSET('2EPond'!$E$10,12*$X145,4*(PlotControl!$C$6-1),1,1),OFFSET('1EPond'!$E$10,12*$X145,4*(PlotControl!$C$6-1),1,1))","v":19278}]
[141,{"$f":"IF(PlotControl!$B$4 = \"Annual Max\",MAX(OFFSET('1EPond'!$C$10,12*$A146,4*(PlotControl!$C$6-1),12,1)),AVERAGE(OFFSET('1EPond'!$C$10,12*$A146,4*(PlotControl!$C$6-1),12,1)))","v":17667},{"$f":"IF(PlotControl!$B$4 = \"Annual Max\",MAX(OFFSET('1EPond'!$D$10,12*$A146,4*(PlotControl!$C$6-1),12,1)),AVERAGE(OFFSET('1EPond'!$D$10,12*$A146,4*(PlotControl!$C$6-1),12,1)))","v":20186},{"$f":"IF(PlotControl!$B$4 = \"Annual Max\",MAX(OFFSET('1EPond'!$E$10,12*$A146,4*(PlotControl!$C$6-1),12,1)),AVERAGE(OFFSET('1EPond'!$E$10,12*$A146,4*(PlotControl!$C$6-1),12,1)))","v":23628},null,null,null,null,null,null,null,null,null,null,null,null,null,null,null,null,null,null,null,51.750000000000334,{"$f":"IF($X146<=7,OFFSET('2EPond'!$C$10,12*$X146,4*(PlotControl!$C$6-1),1,1),OFFSET('1EPond'!$C$10,12*$X146,4*(PlotControl!$C$6-1),1,1))","v":12947},{"$f":"IF(X146<=7,OFFSET('2EPond'!$D$10,12*$X146,4*(PlotControl!$C$6-1),1,1),OFFSET('1EPond'!$D$10,12*$X146,4*(PlotControl!$C$6-1),1,1))","v":13832},{"$f":"IF(X146<=7,OFFSET('2EPond'!$E$10,12*$X146,4*(PlotControl!$C$6-1),1,1),OFFSET('1EPond'!$E$10,12*$X146,4*(PlotControl!$C$6-1),1,1))","v":19196}]
[142,{"$f":"IF(PlotControl!$B$4 = \"Annual Max\",MAX(OFFSET('1EPond'!$C$10,12*$A147,4*(PlotControl!$C$6-1),12,1)),AVERAGE(OFFSET('1EPond'!$C$10,12*$A147,4*(PlotControl!$C$6-1),12,1)))","v":17563},{"$f":"IF(PlotControl!$B$4 = \"Annual Max\",MAX(OFFSET('1EPond'!$D$10,12*$A147,4*(PlotControl!$C$6-1),12,1)),AVERAGE(OFFSET('1EPond'!$D$10,12*$A147,4*(PlotControl!$C$6-1),12,1)))","v":20215},{"$f":"IF(PlotControl!$B$4 = \"Annual Max\",MAX(OFFSET('1EPond'!$E$10,12*$A147,4*(PlotControl!$C$6-1),12,1)),AVERAGE(OFFSET('1EPond'!$E$10,12*$A147,4*(PlotControl!$C$6-1),12,1)))","v":23808},null,null,null,null,null,null,null,null,null,null,null,null,null,null,null,null,null,null,null,51.83333333333367,{"$f":"IF($X147<=7,OFFSET('2EPond'!$C$10,12*$X147,4*(PlotControl!$C$6-1),1,1),OFFSET('1EPond'!$C$10,12*$X147,4*(PlotControl!$C$6-1),1,1))","v":12897},{"$f":"IF(X147<=7,OFFSET('2EPond'!$D$10,12*$X147,4*(PlotControl!$C$6-1),1,1),OFFSET('1EPond'!$D$10,12*$X147,4*(PlotControl!$C$6-1),1,1))","v":13823},{"$f":"IF(X147<=7,OFFSET('2EPond'!$E$10,12*$X147,4*(PlotControl!$C$6-1),1,1),OFFSET('1EPond'!$E$10,12*$X147,4*(PlotControl!$C$6-1),1,1))","v":19290}]
[143,{"$f":"IF(PlotControl!$B$4 = \"Annual Max\",MAX(OFFSET('1EPond'!$C$10,12*$A148,4*(PlotControl!$C$6-1),12,1)),AVERAGE(OFFSET('1EPond'!$C$10,12*$A148,4*(PlotControl!$C$6-1),12,1)))","v":17616},{"$f":"IF(PlotControl!$B$4 = \"Annual Max\",MAX(OFFSET('1EPond'!$D$10,12*$A148,4*(PlotControl!$C$6-1),12,1)),AVERAGE(OFFSET('1EPond'!$D$10,12*$A148,4*(PlotControl!$C$6-1),12,1)))","v":20190},{"$f":"IF(PlotControl!$B$4 = \"Annual Max\",MAX(OFFSET('1EPond'!$E$10,12*$A148,4*(PlotControl!$C$6-1),12,1)),AVERAGE(OFFSET('1EPond'!$E$10,12*$A148,4*(PlotControl!$C$6-1),12,1)))","v":23936},null,null,null,null,null,null,null,null,null,null,null,null,null,null,null,null,null,null,null,51.916666666667005,{"$f":"IF($X148<=7,OFFSET('2EPond'!$C$10,12*$X148,4*(PlotControl!$C$6-1),1,1),OFFSET('1EPond'!$C$10,12*$X148,4*(PlotControl!$C$6-1),1,1))","v":12902},{"$f":"IF(X148<=7,OFFSET('2EPond'!$D$10,12*$X148,4*(PlotControl!$C$6-1),1,1),OFFSET('1EPond'!$D$10,12*$X148,4*(PlotControl!$C$6-1),1,1))","v":13824},{"$f":"IF(X148<=7,OFFSET('2EPond'!$E$10,12*$X148,4*(PlotControl!$C$6-1),1,1),OFFSET('1EPond'!$E$10,12*$X148,4*(PlotControl!$C$6-1),1,1))","v":19385}]
[144,{"$f":"IF(PlotControl!$B$4 = \"Annual Max\",MAX(OFFSET('1EPond'!$C$10,12*$A149,4*(PlotControl!$C$6-1),12,1)),AVERAGE(OFFSET('1EPond'!$C$10,12*$A149,4*(PlotControl!$C$6-1),12,1)))","v":17649},{"$f":"IF(PlotControl!$B$4 = \"Annual Max\",MAX(OFFSET('1EPond'!$D$10,12*$A149,4*(PlotControl!$C$6-1),12,1)),AVERAGE(OFFSET('1EPond'!$D$10,12*$A149,4*(PlotControl!$C$6-1),12,1)))","v":20288},{"$f":"IF(PlotControl!$B$4 = \"Annual Max\",MAX(OFFSET('1EPond'!$E$10,12*$A149,4*(PlotControl!$C$6-1),12,1)),AVERAGE(OFFSET('1EPond'!$E$10,12*$A149,4*(PlotControl!$C$6-1),12,1)))","v":23778},null,null,null,null,null,null,null,null,null,null,null,null,null,null,null,null,null,null,null,52.000000000000341,{"$f":"IF($X149<=7,OFFSET('2EPond'!$C$10,12*$X149,4*(PlotControl!$C$6-1),1,1),OFFSET('1EPond'!$C$10,12*$X149,4*(PlotControl!$C$6-1),1,1))","v":12876},{"$f":"IF(X149<=7,OFFSET('2EPond'!$D$10,12*$X149,4*(PlotControl!$C$6-1),1,1),OFFSET('1EPond'!$D$10,12*$X149,4*(PlotControl!$C$6-1),1,1))","v":13780},{"$f":"IF(X149<=7,OFFSET('2EPond'!$E$10,12*$X149,4*(PlotControl!$C$6-1),1,1),OFFSET('1EPond'!$E$10,12*$X149,4*(PlotControl!$C$6-1),1,1))","v":19449}]
[145,{"$f":"IF(PlotControl!$B$4 = \"Annual Max\",MAX(OFFSET('1EPond'!$C$10,12*$A150,4*(PlotControl!$C$6-1),12,1)),AVERAGE(OFFSET('1EPond'!$C$10,12*$A150,4*(PlotControl!$C$6-1),12,1)))","v":17582},{"$f":"IF(PlotControl!$B$4 = \"Annual Max\",MAX(OFFSET('1EPond'!$D$10,12*$A150,4*(PlotControl!$C$6-1),12,1)),AVERAGE(OFFSET('1EPond'!$D$10,12*$A150,4*(PlotControl!$C$6-1),12,1)))","v":20300},{"$f":"IF(PlotControl!$B$4 = \"Annual Max\",MAX(OFFSET('1EPond'!$E$10,12*$A150,4*(PlotControl!$C$6-1),12,1)),AVERAGE(OFFSET('1EPond'!$E$10,12*$A150,4*(PlotControl!$C$6-1),12,1)))","v":23871},null,null,null,null,null,null,null,null,null,null,null,null,null,null,null,null,null,null,null,52.083333333333677,{"$f":"IF($X150<=7,OFFSET('2EPond'!$C$10,12*$X150,4*(PlotControl!$C$6-1),1,1),OFFSET('1EPond'!$C$10,12*$X150,4*(PlotControl!$C$6-1),1,1))","v":12897},{"$f":"IF(X150<=7,OFFSET('2EPond'!$D$10,12*$X150,4*(PlotControl!$C$6-1),1,1),OFFSET('1EPond'!$D$10,12*$X150,4*(PlotControl!$C$6-1),1,1))","v":13781},{"$f":"IF(X150<=7,OFFSET('2EPond'!$E$10,12*$X150,4*(PlotControl!$C$6-1),1,1),OFFSET('1EPond'!$E$10,12*$X150,4*(PlotControl!$C$6-1),1,1))","v":19537}]
[146,{"$f":"IF(PlotControl!$B$4 = \"Annual Max\",MAX(OFFSET('1EPond'!$C$10,12*$A151,4*(PlotControl!$C$6-1),12,1)),AVERAGE(OFFSET('1EPond'!$C$10,12*$A151,4*(PlotControl!$C$6-1),12,1)))","v":17635},{"$f":"IF(PlotControl!$B$4 = \"Annual Max\",MAX(OFFSET('1EPond'!$D$10,12*$A151,4*(PlotControl!$C$6-1),12,1)),AVERAGE(OFFSET('1EPond'!$D$10,12*$A151,4*(PlotControl!$C$6-1),12,1)))","v":20364},{"$f":"IF(PlotControl!$B$4 = \"Annual Max\",MAX(OFFSET('1EPond'!$E$10,12*$A151,4*(PlotControl!$C$6-1),12,1)),AVERAGE(OFFSET('1EPond'!$E$10,12*$A151,4*(PlotControl!$C$6-1),12,1)))","v":23745},null,null,null,null,null,null,null,null,null,null,null,null,null,null,null,null,null,null,null,52.166666666667012,{"$f":"IF($X151<=7,OFFSET('2EPond'!$C$10,12*$X151,4*(PlotControl!$C$6-1),1,1),OFFSET('1EPond'!$C$10,12*$X151,4*(PlotControl!$C$6-1),1,1))","v":12910},{"$f":"IF(X151<=7,OFFSET('2EPond'!$D$10,12*$X151,4*(PlotControl!$C$6-1),1,1),OFFSET('1EPond'!$D$10,12*$X151,4*(PlotControl!$C$6-1),1,1))","v":13769},{"$f":"IF(X151<=7,OFFSET('2EPond'!$E$10,12*$X151,4*(PlotControl!$C$6-1),1,1),OFFSET('1EPond'!$E$10,12*$X151,4*(PlotControl!$C$6-1),1,1))","v":19643}]
[147,{"$f":"IF(PlotControl!$B$4 = \"Annual Max\",MAX(OFFSET('1EPond'!$C$10,12*$A152,4*(PlotControl!$C$6-1),12,1)),AVERAGE(OFFSET('1EPond'!$C$10,12*$A152,4*(PlotControl!$C$6-1),12,1)))","v":17743},{"$f":"IF(PlotControl!$B$4 = \"Annual Max\",MAX(OFFSET('1EPond'!$D$10,12*$A152,4*(PlotControl!$C$6-1),12,1)),AVERAGE(OFFSET('1EPond'!$D$10,12*$A152,4*(PlotControl!$C$6-1),12,1)))","v":20334},{"$f":"IF(PlotControl!$B$4 = \"Annual Max\",MAX(OFFSET('1EPond'!$E$10,12*$A152,4*(PlotControl!$C$6-1),12,1)),AVERAGE(OFFSET('1EPond'!$E$10,12*$A152,4*(PlotControl!$C$6-1),12,1)))","v":23594},null,null,null,null,null,null,null,null,null,null,null,null,null,null,null,null,null,null,null,52.250000000000348,{"$f":"IF($X152<=7,OFFSET('2EPond'!$C$10,12*$X152,4*(PlotControl!$C$6-1),1,1),OFFSET('1EPond'!$C$10,12*$X152,4*(PlotControl!$C$6-1),1,1))","v":12967},{"$f":"IF(X152<=7,OFFSET('2EPond'!$D$10,12*$X152,4*(PlotControl!$C$6-1),1,1),OFFSET('1EPond'!$D$10,12*$X152,4*(PlotControl!$C$6-1),1,1))","v":13813},{"$f":"IF(X152<=7,OFFSET('2EPond'!$E$10,12*$X152,4*(PlotControl!$C$6-1),1,1),OFFSET('1EPond'!$E$10,12*$X152,4*(PlotControl!$C$6-1),1,1))","v":19750}]
[148,{"$f":"IF(PlotControl!$B$4 = \"Annual Max\",MAX(OFFSET('1EPond'!$C$10,12*$A153,4*(PlotControl!$C$6-1),12,1)),AVERAGE(OFFSET('1EPond'!$C$10,12*$A153,4*(PlotControl!$C$6-1),12,1)))","v":17593},{"$f":"IF(PlotControl!$B$4 = \"Annual Max\",MAX(OFFSET('1EPond'!$D$10,12*$A153,4*(PlotControl!$C$6-1),12,1)),AVERAGE(OFFSET('1EPond'!$D$10,12*$A153,4*(PlotControl!$C$6-1),12,1)))","v":20291},{"$f":"IF(PlotControl!$B$4 = \"Annual Max\",MAX(OFFSET('1EPond'!$E$10,12*$A153,4*(PlotControl!$C$6-1),12,1)),AVERAGE(OFFSET('1EPond'!$E$10,12*$A153,4*(PlotControl!$C$6-1),12,1)))","v":24010},null,null,null,null,null,null,null,null,null,null,null,null,null,null,null,null,null,null,null,52.333333333333684,{"$f":"IF($X153<=7,OFFSET('2EPond'!$C$10,12*$X153,4*(PlotControl!$C$6-1),1,1),OFFSET('1EPond'!$C$10,12*$X153,4*(PlotControl!$C$6-1),1,1))","v":13049},{"$f":"IF(X153<=7,OFFSET('2EPond'!$D$10,12*$X153,4*(PlotControl!$C$6-1),1,1),OFFSET('1EPond'!$D$10,12*$X153,4*(PlotControl!$C$6-1),1,1))","v":13860},{"$f":"IF(X153<=7,OFFSET('2EPond'!$E$10,12*$X153,4*(PlotControl!$C$6-1),1,1),OFFSET('1EPond'!$E$10,12*$X153,4*(PlotControl!$C$6-1),1,1))","v":19956}]
[149,{"$f":"IF(PlotControl!$B$4 = \"Annual Max\",MAX(OFFSET('1EPond'!$C$10,12*$A154,4*(PlotControl!$C$6-1),12,1)),AVERAGE(OFFSET('1EPond'!$C$10,12*$A154,4*(PlotControl!$C$6-1),12,1)))","v":17765},{"$f":"IF(PlotControl!$B$4 = \"Annual Max\",MAX(OFFSET('1EPond'!$D$10,12*$A154,4*(PlotControl!$C$6-1),12,1)),AVERAGE(OFFSET('1EPond'!$D$10,12*$A154,4*(PlotControl!$C$6-1),12,1)))","v":20174},{"$f":"IF(PlotControl!$B$4 = \"Annual Max\",MAX(OFFSET('1EPond'!$E$10,12*$A154,4*(PlotControl!$C$6-1),12,1)),AVERAGE(OFFSET('1EPond'!$E$10,12*$A154,4*(PlotControl!$C$6-1),12,1)))","v":24152},null,null,null,null,null,null,null,null,null,null,null,null,null,null,null,null,null,null,null,52.41666666666702,{"$f":"IF($X154<=7,OFFSET('2EPond'!$C$10,12*$X154,4*(PlotControl!$C$6-1),1,1),OFFSET('1EPond'!$C$10,12*$X154,4*(PlotControl!$C$6-1),1,1))","v":13028},{"$f":"IF(X154<=7,OFFSET('2EPond'!$D$10,12*$X154,4*(PlotControl!$C$6-1),1,1),OFFSET('1EPond'!$D$10,12*$X154,4*(PlotControl!$C$6-1),1,1))","v":13836},{"$f":"IF(X154<=7,OFFSET('2EPond'!$E$10,12*$X154,4*(PlotControl!$C$6-1),1,1),OFFSET('1EPond'!$E$10,12*$X154,4*(PlotControl!$C$6-1),1,1))","v":19970}]
[150,{"$f":"IF(PlotControl!$B$4 = \"Annual Max\",MAX(OFFSET('1EPond'!$C$10,12*$A155,4*(PlotControl!$C$6-1),12,1)),AVERAGE(OFFSET('1EPond'!$C$10,12*$A155,4*(PlotControl!$C$6-1),12,1)))","v":17768},{"$f":"IF(PlotControl!$B$4 = \"Annual Max\",MAX(OFFSET('1EPond'!$D$10,12*$A155,4*(PlotControl!$C$6-1),12,1)),AVERAGE(OFFSET('1EPond'!$D$10,12*$A155,4*(PlotControl!$C$6-1),12,1)))","v":20382},{"$f":"IF(PlotControl!$B$4 = \"Annual Max\",MAX(OFFSET('1EPond'!$E$10,12*$A155,4*(PlotControl!$C$6-1),12,1)),AVERAGE(OFFSET('1EPond'!$E$10,12*$A155,4*(PlotControl!$C$6-1),12,1)))","v":23525},null,null,null,null,null,null,null,null,null,null,null,null,null,null,null,null,null,null,null,52.500000000000355,{"$f":"IF($X155<=7,OFFSET('2EPond'!$C$10,12*$X155,4*(PlotControl!$C$6-1),1,1),OFFSET('1EPond'!$C$10,12*$X155,4*(PlotControl!$C$6-1),1,1))","v":12923},{"$f":"IF(X155<=7,OFFSET('2EPond'!$D$10,12*$X155,4*(PlotControl!$C$6-1),1,1),OFFSET('1EPond'!$D$10,12*$X155,4*(PlotControl!$C$6-1),1,1))","v":13738},{"$f":"IF(X155<=7,OFFSET('2EPond'!$E$10,12*$X155,4*(PlotControl!$C$6-1),1,1),OFFSET('1EPond'!$E$10,12*$X155,4*(PlotControl!$C$6-1),1,1))","v":19735}]
[151,{"$f":"IF(PlotControl!$B$4 = \"Annual Max\",MAX(OFFSET('1EPond'!$C$10,12*$A156,4*(PlotControl!$C$6-1),12,1)),AVERAGE(OFFSET('1EPond'!$C$10,12*$A156,4*(PlotControl!$C$6-1),12,1)))","v":17690},{"$f":"IF(PlotControl!$B$4 = \"Annual Max\",MAX(OFFSET('1EPond'!$D$10,12*$A156,4*(PlotControl!$C$6-1),12,1)),AVERAGE(OFFSET('1EPond'!$D$10,12*$A156,4*(PlotControl!$C$6-1),12,1)))","v":20166},{"$f":"IF(PlotControl!$B$4 = \"Annual Max\",MAX(OFFSET('1EPond'!$E$10,12*$A156,4*(PlotControl!$C$6-1),12,1)),AVERAGE(OFFSET('1EPond'!$E$10,12*$A156,4*(PlotControl!$C$6-1),12,1)))","v":23796},null,null,null,null,null,null,null,null,null,null,null,null,null,null,null,null,null,null,null,52.583333333333691,{"$f":"IF($X156<=7,OFFSET('2EPond'!$C$10,12*$X156,4*(PlotControl!$C$6-1),1,1),OFFSET('1EPond'!$C$10,12*$X156,4*(PlotControl!$C$6-1),1,1))","v":12878},{"$f":"IF(X156<=7,OFFSET('2EPond'!$D$10,12*$X156,4*(PlotControl!$C$6-1),1,1),OFFSET('1EPond'!$D$10,12*$X156,4*(PlotControl!$C$6-1),1,1))","v":13706},{"$f":"IF(X156<=7,OFFSET('2EPond'!$E$10,12*$X156,4*(PlotControl!$C$6-1),1,1),OFFSET('1EPond'!$E$10,12*$X156,4*(PlotControl!$C$6-1),1,1))","v":19645}]
[152,{"$f":"IF(PlotControl!$B$4 = \"Annual Max\",MAX(OFFSET('1EPond'!$C$10,12*$A157,4*(PlotControl!$C$6-1),12,1)),AVERAGE(OFFSET('1EPond'!$C$10,12*$A157,4*(PlotControl!$C$6-1),12,1)))","v":17788},{"$f":"IF(PlotControl!$B$4 = \"Annual Max\",MAX(OFFSET('1EPond'!$D$10,12*$A157,4*(PlotControl!$C$6-1),12,1)),AVERAGE(OFFSET('1EPond'!$D$10,12*$A157,4*(PlotControl!$C$6-1),12,1)))","v":20199},{"$f":"IF(PlotControl!$B$4 = \"Annual Max\",MAX(OFFSET('1EPond'!$E$10,12*$A157,4*(PlotControl!$C$6-1),12,1)),AVERAGE(OFFSET('1EPond'!$E$10,12*$A157,4*(PlotControl!$C$6-1),12,1)))","v":23827},null,null,null,null,null,null,null,null,null,null,null,null,null,null,null,null,null,null,null,52.666666666667027,{"$f":"IF($X157<=7,OFFSET('2EPond'!$C$10,12*$X157,4*(PlotControl!$C$6-1),1,1),OFFSET('1EPond'!$C$10,12*$X157,4*(PlotControl!$C$6-1),1,1))","v":12814},{"$f":"IF(X157<=7,OFFSET('2EPond'!$D$10,12*$X157,4*(PlotControl!$C$6-1),1,1),OFFSET('1EPond'!$D$10,12*$X157,4*(PlotControl!$C$6-1),1,1))","v":13695},{"$f":"IF(X157<=7,OFFSET('2EPond'!$E$10,12*$X157,4*(PlotControl!$C$6-1),1,1),OFFSET('1EPond'!$E$10,12*$X157,4*(PlotControl!$C$6-1),1,1))","v":19705}]
[153,{"$f":"IF(PlotControl!$B$4 = \"Annual Max\",MAX(OFFSET('1EPond'!$C$10,12*$A158,4*(PlotControl!$C$6-1),12,1)),AVERAGE(OFFSET('1EPond'!$C$10,12*$A158,4*(PlotControl!$C$6-1),12,1)))","v":17856},{"$f":"IF(PlotControl!$B$4 = \"Annual Max\",MAX(OFFSET('1EPond'!$D$10,12*$A158,4*(PlotControl!$C$6-1),12,1)),AVERAGE(OFFSET('1EPond'!$D$10,12*$A158,4*(PlotControl!$C$6-1),12,1)))","v":20203},{"$f":"IF(PlotControl!$B$4 = \"Annual Max\",MAX(OFFSET('1EPond'!$E$10,12*$A158,4*(PlotControl!$C$6-1),12,1)),AVERAGE(OFFSET('1EPond'!$E$10,12*$A158,4*(PlotControl!$C$6-1),12,1)))","v":23850},null,null,null,null,null,null,null,null,null,null,null,null,null,null,null,null,null,null,null,52.750000000000362,{"$f":"IF($X158<=7,OFFSET('2EPond'!$C$10,12*$X158,4*(PlotControl!$C$6-1),1,1),OFFSET('1EPond'!$C$10,12*$X158,4*(PlotControl!$C$6-1),1,1))","v":12693},{"$f":"IF(X158<=7,OFFSET('2EPond'!$D$10,12*$X158,4*(PlotControl!$C$6-1),1,1),OFFSET('1EPond'!$D$10,12*$X158,4*(PlotControl!$C$6-1),1,1))","v":13594},{"$f":"IF(X158<=7,OFFSET('2EPond'!$E$10,12*$X158,4*(PlotControl!$C$6-1),1,1),OFFSET('1EPond'!$E$10,12*$X158,4*(PlotControl!$C$6-1),1,1))","v":19675}]
[154,{"$f":"IF(PlotControl!$B$4 = \"Annual Max\",MAX(OFFSET('1EPond'!$C$10,12*$A159,4*(PlotControl!$C$6-1),12,1)),AVERAGE(OFFSET('1EPond'!$C$10,12*$A159,4*(PlotControl!$C$6-1),12,1)))","v":17651},{"$f":"IF(PlotControl!$B$4 = \"Annual Max\",MAX(OFFSET('1EPond'!$D$10,12*$A159,4*(PlotControl!$C$6-1),12,1)),AVERAGE(OFFSET('1EPond'!$D$10,12*$A159,4*(PlotControl!$C$6-1),12,1)))","v":20229},{"$f":"IF(PlotControl!$B$4 = \"Annual Max\",MAX(OFFSET('1EPond'!$E$10,12*$A159,4*(PlotControl!$C$6-1),12,1)),AVERAGE(OFFSET('1EPond'!$E$10,12*$A159,4*(PlotControl!$C$6-1),12,1)))","v":23804},null,null,null,null,null,null,null,null,null,null,null,null,null,null,null,null,null,null,null,52.833333333333698,{"$f":"IF($X159<=7,OFFSET('2EPond'!$C$10,12*$X159,4*(PlotControl!$C$6-1),1,1),OFFSET('1EPond'!$C$10,12*$X159,4*(PlotControl!$C$6-1),1,1))","v":12661},{"$f":"IF(X159<=7,OFFSET('2EPond'!$D$10,12*$X159,4*(PlotControl!$C$6-1),1,1),OFFSET('1EPond'!$D$10,12*$X159,4*(PlotControl!$C$6-1),1,1))","v":13563},{"$f":"IF(X159<=7,OFFSET('2EPond'!$E$10,12*$X159,4*(PlotControl!$C$6-1),1,1),OFFSET('1EPond'!$E$10,12*$X159,4*(PlotControl!$C$6-1),1,1))","v":19607}]
[155,{"$f":"IF(PlotControl!$B$4 = \"Annual Max\",MAX(OFFSET('1EPond'!$C$10,12*$A160,4*(PlotControl!$C$6-1),12,1)),AVERAGE(OFFSET('1EPond'!$C$10,12*$A160,4*(PlotControl!$C$6-1),12,1)))","v":17653},{"$f":"IF(PlotControl!$B$4 = \"Annual Max\",MAX(OFFSET('1EPond'!$D$10,12*$A160,4*(PlotControl!$C$6-1),12,1)),AVERAGE(OFFSET('1EPond'!$D$10,12*$A160,4*(PlotControl!$C$6-1),12,1)))","v":20250},{"$f":"IF(PlotControl!$B$4 = \"Annual Max\",MAX(OFFSET('1EPond'!$E$10,12*$A160,4*(PlotControl!$C$6-1),12,1)),AVERAGE(OFFSET('1EPond'!$E$10,12*$A160,4*(PlotControl!$C$6-1),12,1)))","v":23927},null,null,null,null,null,null,null,null,null,null,null,null,null,null,null,null,null,null,null,52.916666666667034,{"$f":"IF($X160<=7,OFFSET('2EPond'!$C$10,12*$X160,4*(PlotControl!$C$6-1),1,1),OFFSET('1EPond'!$C$10,12*$X160,4*(PlotControl!$C$6-1),1,1))","v":12648},{"$f":"IF(X160<=7,OFFSET('2EPond'!$D$10,12*$X160,4*(PlotControl!$C$6-1),1,1),OFFSET('1EPond'!$D$10,12*$X160,4*(PlotControl!$C$6-1),1,1))","v":13568},{"$f":"IF(X160<=7,OFFSET('2EPond'!$E$10,12*$X160,4*(PlotControl!$C$6-1),1,1),OFFSET('1EPond'!$E$10,12*$X160,4*(PlotControl!$C$6-1),1,1))","v":19641}]
[156,{"$f":"IF(PlotControl!$B$4 = \"Annual Max\",MAX(OFFSET('1EPond'!$C$10,12*$A161,4*(PlotControl!$C$6-1),12,1)),AVERAGE(OFFSET('1EPond'!$C$10,12*$A161,4*(PlotControl!$C$6-1),12,1)))","v":17661},{"$f":"IF(PlotControl!$B$4 = \"Annual Max\",MAX(OFFSET('1EPond'!$D$10,12*$A161,4*(PlotControl!$C$6-1),12,1)),AVERAGE(OFFSET('1EPond'!$D$10,12*$A161,4*(PlotControl!$C$6-1),12,1)))","v":20348},{"$f":"IF(PlotControl!$B$4 = \"Annual Max\",MAX(OFFSET('1EPond'!$E$10,12*$A161,4*(PlotControl!$C$6-1),12,1)),AVERAGE(OFFSET('1EPond'!$E$10,12*$A161,4*(PlotControl!$C$6-1),12,1)))","v":24058},null,null,null,null,null,null,null,null,null,null,null,null,null,null,null,null,null,null,null,53.000000000000369,{"$f":"IF($X161<=7,OFFSET('2EPond'!$C$10,12*$X161,4*(PlotControl!$C$6-1),1,1),OFFSET('1EPond'!$C$10,12*$X161,4*(PlotControl!$C$6-1),1,1))","v":12642},{"$f":"IF(X161<=7,OFFSET('2EPond'!$D$10,12*$X161,4*(PlotControl!$C$6-1),1,1),OFFSET('1EPond'!$D$10,12*$X161,4*(PlotControl!$C$6-1),1,1))","v":13534},{"$f":"IF(X161<=7,OFFSET('2EPond'!$E$10,12*$X161,4*(PlotControl!$C$6-1),1,1),OFFSET('1EPond'!$E$10,12*$X161,4*(PlotControl!$C$6-1),1,1))","v":19702}]
[157,{"$f":"IF(PlotControl!$B$4 = \"Annual Max\",MAX(OFFSET('1EPond'!$C$10,12*$A162,4*(PlotControl!$C$6-1),12,1)),AVERAGE(OFFSET('1EPond'!$C$10,12*$A162,4*(PlotControl!$C$6-1),12,1)))","v":17714},{"$f":"IF(PlotControl!$B$4 = \"Annual Max\",MAX(OFFSET('1EPond'!$D$10,12*$A162,4*(PlotControl!$C$6-1),12,1)),AVERAGE(OFFSET('1EPond'!$D$10,12*$A162,4*(PlotControl!$C$6-1),12,1)))","v":20376},{"$f":"IF(PlotControl!$B$4 = \"Annual Max\",MAX(OFFSET('1EPond'!$E$10,12*$A162,4*(PlotControl!$C$6-1),12,1)),AVERAGE(OFFSET('1EPond'!$E$10,12*$A162,4*(PlotControl!$C$6-1),12,1)))","v":24193},null,null,null,null,null,null,null,null,null,null,null,null,null,null,null,null,null,null,null,53.083333333333705,{"$f":"IF($X162<=7,OFFSET('2EPond'!$C$10,12*$X162,4*(PlotControl!$C$6-1),1,1),OFFSET('1EPond'!$C$10,12*$X162,4*(PlotControl!$C$6-1),1,1))","v":12664},{"$f":"IF(X162<=7,OFFSET('2EPond'!$D$10,12*$X162,4*(PlotControl!$C$6-1),1,1),OFFSET('1EPond'!$D$10,12*$X162,4*(PlotControl!$C$6-1),1,1))","v":13535},{"$f":"IF(X162<=7,OFFSET('2EPond'!$E$10,12*$X162,4*(PlotControl!$C$6-1),1,1),OFFSET('1EPond'!$E$10,12*$X162,4*(PlotControl!$C$6-1),1,1))","v":19760}]
[158,{"$f":"IF(PlotControl!$B$4 = \"Annual Max\",MAX(OFFSET('1EPond'!$C$10,12*$A163,4*(PlotControl!$C$6-1),12,1)),AVERAGE(OFFSET('1EPond'!$C$10,12*$A163,4*(PlotControl!$C$6-1),12,1)))","v":17758},{"$f":"IF(PlotControl!$B$4 = \"Annual Max\",MAX(OFFSET('1EPond'!$D$10,12*$A163,4*(PlotControl!$C$6-1),12,1)),AVERAGE(OFFSET('1EPond'!$D$10,12*$A163,4*(PlotControl!$C$6-1),12,1)))","v":20235},{"$f":"IF(PlotControl!$B$4 = \"Annual Max\",MAX(OFFSET('1EPond'!$E$10,12*$A163,4*(PlotControl!$C$6-1),12,1)),AVERAGE(OFFSET('1EPond'!$E$10,12*$A163,4*(PlotControl!$C$6-1),12,1)))","v":24315},null,null,null,null,null,null,null,null,null,null,null,null,null,null,null,null,null,null,null,53.166666666667041,{"$f":"IF($X163<=7,OFFSET('2EPond'!$C$10,12*$X163,4*(PlotControl!$C$6-1),1,1),OFFSET('1EPond'!$C$10,12*$X163,4*(PlotControl!$C$6-1),1,1))","v":12690},{"$f":"IF(X163<=7,OFFSET('2EPond'!$D$10,12*$X163,4*(PlotControl!$C$6-1),1,1),OFFSET('1EPond'!$D$10,12*$X163,4*(PlotControl!$C$6-1),1,1))","v":13568},{"$f":"IF(X163<=7,OFFSET('2EPond'!$E$10,12*$X163,4*(PlotControl!$C$6-1),1,1),OFFSET('1EPond'!$E$10,12*$X163,4*(PlotControl!$C$6-1),1,1))","v":19857}]
[159,{"$f":"IF(PlotControl!$B$4 = \"Annual Max\",MAX(OFFSET('1EPond'!$C$10,12*$A164,4*(PlotControl!$C$6-1),12,1)),AVERAGE(OFFSET('1EPond'!$C$10,12*$A164,4*(PlotControl!$C$6-1),12,1)))","v":17839},{"$f":"IF(PlotControl!$B$4 = \"Annual Max\",MAX(OFFSET('1EPond'!$D$10,12*$A164,4*(PlotControl!$C$6-1),12,1)),AVERAGE(OFFSET('1EPond'!$D$10,12*$A164,4*(PlotControl!$C$6-1),12,1)))","v":20213},{"$f":"IF(PlotControl!$B$4 = \"Annual Max\",MAX(OFFSET('1EPond'!$E$10,12*$A164,4*(PlotControl!$C$6-1),12,1)),AVERAGE(OFFSET('1EPond'!$E$10,12*$A164,4*(PlotControl!$C$6-1),12,1)))","v":23892},null,null,null,null,null,null,null,null,null,null,null,null,null,null,null,null,null,null,null,53.250000000000377,{"$f":"IF($X164<=7,OFFSET('2EPond'!$C$10,12*$X164,4*(PlotControl!$C$6-1),1,1),OFFSET('1EPond'!$C$10,12*$X164,4*(PlotControl!$C$6-1),1,1))","v":12753},{"$f":"IF(X164<=7,OFFSET('2EPond'!$D$10,12*$X164,4*(PlotControl!$C$6-1),1,1),OFFSET('1EPond'!$D$10,12*$X164,4*(PlotControl!$C$6-1),1,1))","v":13614},{"$f":"IF(X164<=7,OFFSET('2EPond'!$E$10,12*$X164,4*(PlotControl!$C$6-1),1,1),OFFSET('1EPond'!$E$10,12*$X164,4*(PlotControl!$C$6-1),1,1))","v":19982}]
[160,{"$f":"IF(PlotControl!$B$4 = \"Annual Max\",MAX(OFFSET('1EPond'!$C$10,12*$A165,4*(PlotControl!$C$6-1),12,1)),AVERAGE(OFFSET('1EPond'!$C$10,12*$A165,4*(PlotControl!$C$6-1),12,1)))","v":17840},{"$f":"IF(PlotControl!$B$4 = \"Annual Max\",MAX(OFFSET('1EPond'!$D$10,12*$A165,4*(PlotControl!$C$6-1),12,1)),AVERAGE(OFFSET('1EPond'!$D$10,12*$A165,4*(PlotControl!$C$6-1),12,1)))","v":20215},{"$f":"IF(PlotControl!$B$4 = \"Annual Max\",MAX(OFFSET('1EPond'!$E$10,12*$A165,4*(PlotControl!$C$6-1),12,1)),AVERAGE(OFFSET('1EPond'!$E$10,12*$A165,4*(PlotControl!$C$6-1),12,1)))","v":23772},null,null,null,null,null,null,null,null,null,null,null,null,null,null,null,null,null,null,null,53.333333333333712,{"$f":"IF($X165<=7,OFFSET('2EPond'!$C$10,12*$X165,4*(PlotControl!$C$6-1),1,1),OFFSET('1EPond'!$C$10,12*$X165,4*(PlotControl!$C$6-1),1,1))","v":12800},{"$f":"IF(X165<=7,OFFSET('2EPond'!$D$10,12*$X165,4*(PlotControl!$C$6-1),1,1),OFFSET('1EPond'!$D$10,12*$X165,4*(PlotControl!$C$6-1),1,1))","v":13684},{"$f":"IF(X165<=7,OFFSET('2EPond'!$E$10,12*$X165,4*(PlotControl!$C$6-1),1,1),OFFSET('1EPond'!$E$10,12*$X165,4*(PlotControl!$C$6-1),1,1))","v":20368}]
[161,{"$f":"IF(PlotControl!$B$4 = \"Annual Max\",MAX(OFFSET('1EPond'!$C$10,12*$A166,4*(PlotControl!$C$6-1),12,1)),AVERAGE(OFFSET('1EPond'!$C$10,12*$A166,4*(PlotControl!$C$6-1),12,1)))","v":17727},{"$f":"IF(PlotControl!$B$4 = \"Annual Max\",MAX(OFFSET('1EPond'!$D$10,12*$A166,4*(PlotControl!$C$6-1),12,1)),AVERAGE(OFFSET('1EPond'!$D$10,12*$A166,4*(PlotControl!$C$6-1),12,1)))","v":20267},{"$f":"IF(PlotControl!$B$4 = \"Annual Max\",MAX(OFFSET('1EPond'!$E$10,12*$A166,4*(PlotControl!$C$6-1),12,1)),AVERAGE(OFFSET('1EPond'!$E$10,12*$A166,4*(PlotControl!$C$6-1),12,1)))","v":23666},null,null,null,null,null,null,null,null,null,null,null,null,null,null,null,null,null,null,null,53.416666666667048,{"$f":"IF($X166<=7,OFFSET('2EPond'!$C$10,12*$X166,4*(PlotControl!$C$6-1),1,1),OFFSET('1EPond'!$C$10,12*$X166,4*(PlotControl!$C$6-1),1,1))","v":12762},{"$f":"IF(X166<=7,OFFSET('2EPond'!$D$10,12*$X166,4*(PlotControl!$C$6-1),1,1),OFFSET('1EPond'!$D$10,12*$X166,4*(PlotControl!$C$6-1),1,1))","v":13653},{"$f":"IF(X166<=7,OFFSET('2EPond'!$E$10,12*$X166,4*(PlotControl!$C$6-1),1,1),OFFSET('1EPond'!$E$10,12*$X166,4*(PlotControl!$C$6-1),1,1))","v":20284}]
[162,{"$f":"IF(PlotControl!$B$4 = \"Annual Max\",MAX(OFFSET('1EPond'!$C$10,12*$A167,4*(PlotControl!$C$6-1),12,1)),AVERAGE(OFFSET('1EPond'!$C$10,12*$A167,4*(PlotControl!$C$6-1),12,1)))","v":17678},{"$f":"IF(PlotControl!$B$4 = \"Annual Max\",MAX(OFFSET('1EPond'!$D$10,12*$A167,4*(PlotControl!$C$6-1),12,1)),AVERAGE(OFFSET('1EPond'!$D$10,12*$A167,4*(PlotControl!$C$6-1),12,1)))","v":20201},{"$f":"IF(PlotControl!$B$4 = \"Annual Max\",MAX(OFFSET('1EPond'!$E$10,12*$A167,4*(PlotControl!$C$6-1),12,1)),AVERAGE(OFFSET('1EPond'!$E$10,12*$A167,4*(PlotControl!$C$6-1),12,1)))","v":23652},null,null,null,null,null,null,null,null,null,null,null,null,null,null,null,null,null,null,null,53.500000000000384,{"$f":"IF($X167<=7,OFFSET('2EPond'!$C$10,12*$X167,4*(PlotControl!$C$6-1),1,1),OFFSET('1EPond'!$C$10,12*$X167,4*(PlotControl!$C$6-1),1,1))","v":12711},{"$f":"IF(X167<=7,OFFSET('2EPond'!$D$10,12*$X167,4*(PlotControl!$C$6-1),1,1),OFFSET('1EPond'!$D$10,12*$X167,4*(PlotControl!$C$6-1),1,1))","v":13573},{"$f":"IF(X167<=7,OFFSET('2EPond'!$E$10,12*$X167,4*(PlotControl!$C$6-1),1,1),OFFSET('1EPond'!$E$10,12*$X167,4*(PlotControl!$C$6-1),1,1))","v":20214}]
[163,{"$f":"IF(PlotControl!$B$4 = \"Annual Max\",MAX(OFFSET('1EPond'!$C$10,12*$A168,4*(PlotControl!$C$6-1),12,1)),AVERAGE(OFFSET('1EPond'!$C$10,12*$A168,4*(PlotControl!$C$6-1),12,1)))","v":17884},{"$f":"IF(PlotControl!$B$4 = \"Annual Max\",MAX(OFFSET('1EPond'!$D$10,12*$A168,4*(PlotControl!$C$6-1),12,1)),AVERAGE(OFFSET('1EPond'!$D$10,12*$A168,4*(PlotControl!$C$6-1),12,1)))","v":20267},{"$f":"IF(PlotControl!$B$4 = \"Annual Max\",MAX(OFFSET('1EPond'!$E$10,12*$A168,4*(PlotControl!$C$6-1),12,1)),AVERAGE(OFFSET('1EPond'!$E$10,12*$A168,4*(PlotControl!$C$6-1),12,1)))","v":23566},null,null,null,null,null,null,null,null,null,null,null,null,null,null,null,null,null,null,null,53.583333333333719,{"$f":"IF($X168<=7,OFFSET('2EPond'!$C$10,12*$X168,4*(PlotControl!$C$6-1),1,1),OFFSET('1EPond'!$C$10,12*$X168,4*(PlotControl!$C$6-1),1,1))","v":12688},{"$f":"IF(X168<=7,OFFSET('2EPond'!$D$10,12*$X168,4*(PlotControl!$C$6-1),1,1),OFFSET('1EPond'!$D$10,12*$X168,4*(PlotControl!$C$6-1),1,1))","v":13593},{"$f":"IF(X168<=7,OFFSET('2EPond'!$E$10,12*$X168,4*(PlotControl!$C$6-1),1,1),OFFSET('1EPond'!$E$10,12*$X168,4*(PlotControl!$C$6-1),1,1))","v":20340}]
[164,{"$f":"IF(PlotControl!$B$4 = \"Annual Max\",MAX(OFFSET('1EPond'!$C$10,12*$A169,4*(PlotControl!$C$6-1),12,1)),AVERAGE(OFFSET('1EPond'!$C$10,12*$A169,4*(PlotControl!$C$6-1),12,1)))","v":17974},{"$f":"IF(PlotControl!$B$4 = \"Annual Max\",MAX(OFFSET('1EPond'!$D$10,12*$A169,4*(PlotControl!$C$6-1),12,1)),AVERAGE(OFFSET('1EPond'!$D$10,12*$A169,4*(PlotControl!$C$6-1),12,1)))","v":20213},{"$f":"IF(PlotControl!$B$4 = \"Annual Max\",MAX(OFFSET('1EPond'!$E$10,12*$A169,4*(PlotControl!$C$6-1),12,1)),AVERAGE(OFFSET('1EPond'!$E$10,12*$A169,4*(PlotControl!$C$6-1),12,1)))","v":23742},null,null,null,null,null,null,null,null,null,null,null,null,null,null,null,null,null,null,null,53.666666666667055,{"$f":"IF($X169<=7,OFFSET('2EPond'!$C$10,12*$X169,4*(PlotControl!$C$6-1),1,1),OFFSET('1EPond'!$C$10,12*$X169,4*(PlotControl!$C$6-1),1,1))","v":12644},{"$f":"IF(X169<=7,OFFSET('2EPond'!$D$10,12*$X169,4*(PlotControl!$C$6-1),1,1),OFFSET('1EPond'!$D$10,12*$X169,4*(PlotControl!$C$6-1),1,1))","v":13593},{"$f":"IF(X169<=7,OFFSET('2EPond'!$E$10,12*$X169,4*(PlotControl!$C$6-1),1,1),OFFSET('1EPond'!$E$10,12*$X169,4*(PlotControl!$C$6-1),1,1))","v":20479}]
[165,{"$f":"IF(PlotControl!$B$4 = \"Annual Max\",MAX(OFFSET('1EPond'!$C$10,12*$A170,4*(PlotControl!$C$6-1),12,1)),AVERAGE(OFFSET('1EPond'!$C$10,12*$A170,4*(PlotControl!$C$6-1),12,1)))","v":17979},{"$f":"IF(PlotControl!$B$4 = \"Annual Max\",MAX(OFFSET('1EPond'!$D$10,12*$A170,4*(PlotControl!$C$6-1),12,1)),AVERAGE(OFFSET('1EPond'!$D$10,12*$A170,4*(PlotControl!$C$6-1),12,1)))","v":20193},{"$f":"IF(PlotControl!$B$4 = \"Annual Max\",MAX(OFFSET('1EPond'!$E$10,12*$A170,4*(PlotControl!$C$6-1),12,1)),AVERAGE(OFFSET('1EPond'!$E$10,12*$A170,4*(PlotControl!$C$6-1),12,1)))","v":23820},null,null,null,null,null,null,null,null,null,null,null,null,null,null,null,null,null,null,null,53.750000000000391,{"$f":"IF($X170<=7,OFFSET('2EPond'!$C$10,12*$X170,4*(PlotControl!$C$6-1),1,1),OFFSET('1EPond'!$C$10,12*$X170,4*(PlotControl!$C$6-1),1,1))","v":12535},{"$f":"IF(X170<=7,OFFSET('2EPond'!$D$10,12*$X170,4*(PlotControl!$C$6-1),1,1),OFFSET('1EPond'!$D$10,12*$X170,4*(PlotControl!$C$6-1),1,1))","v":13572},{"$f":"IF(X170<=7,OFFSET('2EPond'!$E$10,12*$X170,4*(PlotControl!$C$6-1),1,1),OFFSET('1EPond'!$E$10,12*$X170,4*(PlotControl!$C$6-1),1,1))","v":20241}]
[166,{"$f":"IF(PlotControl!$B$4 = \"Annual Max\",MAX(OFFSET('1EPond'!$C$10,12*$A171,4*(PlotControl!$C$6-1),12,1)),AVERAGE(OFFSET('1EPond'!$C$10,12*$A171,4*(PlotControl!$C$6-1),12,1)))","v":17799},{"$f":"IF(PlotControl!$B$4 = \"Annual Max\",MAX(OFFSET('1EPond'!$D$10,12*$A171,4*(PlotControl!$C$6-1),12,1)),AVERAGE(OFFSET('1EPond'!$D$10,12*$A171,4*(PlotControl!$C$6-1),12,1)))","v":20339},{"$f":"IF(PlotControl!$B$4 = \"Annual Max\",MAX(OFFSET('1EPond'!$E$10,12*$A171,4*(PlotControl!$C$6-1),12,1)),AVERAGE(OFFSET('1EPond'!$E$10,12*$A171,4*(PlotControl!$C$6-1),12,1)))","v":23761},null,null,null,null,null,null,null,null,null,null,null,null,null,null,null,null,null,null,null,53.833333333333727,{"$f":"IF($X171<=7,OFFSET('2EPond'!$C$10,12*$X171,4*(PlotControl!$C$6-1),1,1),OFFSET('1EPond'!$C$10,12*$X171,4*(PlotControl!$C$6-1),1,1))","v":12476},{"$f":"IF(X171<=7,OFFSET('2EPond'!$D$10,12*$X171,4*(PlotControl!$C$6-1),1,1),OFFSET('1EPond'!$D$10,12*$X171,4*(PlotControl!$C$6-1),1,1))","v":13527},{"$f":"IF(X171<=7,OFFSET('2EPond'!$E$10,12*$X171,4*(PlotControl!$C$6-1),1,1),OFFSET('1EPond'!$E$10,12*$X171,4*(PlotControl!$C$6-1),1,1))","v":20238}]
[167,{"$f":"IF(PlotControl!$B$4 = \"Annual Max\",MAX(OFFSET('1EPond'!$C$10,12*$A172,4*(PlotControl!$C$6-1),12,1)),AVERAGE(OFFSET('1EPond'!$C$10,12*$A172,4*(PlotControl!$C$6-1),12,1)))","v":17755},{"$f":"IF(PlotControl!$B$4 = \"Annual Max\",MAX(OFFSET('1EPond'!$D$10,12*$A172,4*(PlotControl!$C$6-1),12,1)),AVERAGE(OFFSET('1EPond'!$D$10,12*$A172,4*(PlotControl!$C$6-1),12,1)))","v":20352},{"$f":"IF(PlotControl!$B$4 = \"Annual Max\",MAX(OFFSET('1EPond'!$E$10,12*$A172,4*(PlotControl!$C$6-1),12,1)),AVERAGE(OFFSET('1EPond'!$E$10,12*$A172,4*(PlotControl!$C$6-1),12,1)))","v":23567},null,null,null,null,null,null,null,null,null,null,null,null,null,null,null,null,null,null,null,53.916666666667062,{"$f":"IF($X172<=7,OFFSET('2EPond'!$C$10,12*$X172,4*(PlotControl!$C$6-1),1,1),OFFSET('1EPond'!$C$10,12*$X172,4*(PlotControl!$C$6-1),1,1))","v":12460},{"$f":"IF(X172<=7,OFFSET('2EPond'!$D$10,12*$X172,4*(PlotControl!$C$6-1),1,1),OFFSET('1EPond'!$D$10,12*$X172,4*(PlotControl!$C$6-1),1,1))","v":13531},{"$f":"IF(X172<=7,OFFSET('2EPond'!$E$10,12*$X172,4*(PlotControl!$C$6-1),1,1),OFFSET('1EPond'!$E$10,12*$X172,4*(PlotControl!$C$6-1),1,1))","v":20351}]
[168,{"$f":"IF(PlotControl!$B$4 = \"Annual Max\",MAX(OFFSET('1EPond'!$C$10,12*$A173,4*(PlotControl!$C$6-1),12,1)),AVERAGE(OFFSET('1EPond'!$C$10,12*$A173,4*(PlotControl!$C$6-1),12,1)))","v":17679},{"$f":"IF(PlotControl!$B$4 = \"Annual Max\",MAX(OFFSET('1EPond'!$D$10,12*$A173,4*(PlotControl!$C$6-1),12,1)),AVERAGE(OFFSET('1EPond'!$D$10,12*$A173,4*(PlotControl!$C$6-1),12,1)))","v":20406},{"$f":"IF(PlotControl!$B$4 = \"Annual Max\",MAX(OFFSET('1EPond'!$E$10,12*$A173,4*(PlotControl!$C$6-1),12,1)),AVERAGE(OFFSET('1EPond'!$E$10,12*$A173,4*(PlotControl!$C$6-1),12,1)))","v":23578},null,null,null,null,null,null,null,null,null,null,null,null,null,null,null,null,null,null,null,54.000000000000398,{"$f":"IF($X173<=7,OFFSET('2EPond'!$C$10,12*$X173,4*(PlotControl!$C$6-1),1,1),OFFSET('1EPond'!$C$10,12*$X173,4*(PlotControl!$C$6-1),1,1))","v":12430},{"$f":"IF(X173<=7,OFFSET('2EPond'!$D$10,12*$X173,4*(PlotControl!$C$6-1),1,1),OFFSET('1EPond'!$D$10,12*$X173,4*(PlotControl!$C$6-1),1,1))","v":13531},{"$f":"IF(X173<=7,OFFSET('2EPond'!$E$10,12*$X173,4*(PlotControl!$C$6-1),1,1),OFFSET('1EPond'!$E$10,12*$X173,4*(PlotControl!$C$6-1),1,1))","v":20432}]
[169,{"$f":"IF(PlotControl!$B$4 = \"Annual Max\",MAX(OFFSET('1EPond'!$C$10,12*$A174,4*(PlotControl!$C$6-1),12,1)),AVERAGE(OFFSET('1EPond'!$C$10,12*$A174,4*(PlotControl!$C$6-1),12,1)))","v":17666},{"$f":"IF(PlotControl!$B$4 = \"Annual Max\",MAX(OFFSET('1EPond'!$D$10,12*$A174,4*(PlotControl!$C$6-1),12,1)),AVERAGE(OFFSET('1EPond'!$D$10,12*$A174,4*(PlotControl!$C$6-1),12,1)))","v":20328},{"$f":"IF(PlotControl!$B$4 = \"Annual Max\",MAX(OFFSET('1EPond'!$E$10,12*$A174,4*(PlotControl!$C$6-1),12,1)),AVERAGE(OFFSET('1EPond'!$E$10,12*$A174,4*(PlotControl!$C$6-1),12,1)))","v":23923},null,null,null,null,null,null,null,null,null,null,null,null,null,null,null,null,null,null,null,54.083333333333734,{"$f":"IF($X174<=7,OFFSET('2EPond'!$C$10,12*$X174,4*(PlotControl!$C$6-1),1,1),OFFSET('1EPond'!$C$10,12*$X174,4*(PlotControl!$C$6-1),1,1))","v":12435},{"$f":"IF(X174<=7,OFFSET('2EPond'!$D$10,12*$X174,4*(PlotControl!$C$6-1),1,1),OFFSET('1EPond'!$D$10,12*$X174,4*(PlotControl!$C$6-1),1,1))","v":13532},{"$f":"IF(X174<=7,OFFSET('2EPond'!$E$10,12*$X174,4*(PlotControl!$C$6-1),1,1),OFFSET('1EPond'!$E$10,12*$X174,4*(PlotControl!$C$6-1),1,1))","v":20498}]
[170,{"$f":"IF(PlotControl!$B$4 = \"Annual Max\",MAX(OFFSET('1EPond'!$C$10,12*$A175,4*(PlotControl!$C$6-1),12,1)),AVERAGE(OFFSET('1EPond'!$C$10,12*$A175,4*(PlotControl!$C$6-1),12,1)))","v":17638},{"$f":"IF(PlotControl!$B$4 = \"Annual Max\",MAX(OFFSET('1EPond'!$D$10,12*$A175,4*(PlotControl!$C$6-1),12,1)),AVERAGE(OFFSET('1EPond'!$D$10,12*$A175,4*(PlotControl!$C$6-1),12,1)))","v":20261},{"$f":"IF(PlotControl!$B$4 = \"Annual Max\",MAX(OFFSET('1EPond'!$E$10,12*$A175,4*(PlotControl!$C$6-1),12,1)),AVERAGE(OFFSET('1EPond'!$E$10,12*$A175,4*(PlotControl!$C$6-1),12,1)))","v":23820},null,null,null,null,null,null,null,null,null,null,null,null,null,null,null,null,null,null,null,54.166666666667069,{"$f":"IF($X175<=7,OFFSET('2EPond'!$C$10,12*$X175,4*(PlotControl!$C$6-1),1,1),OFFSET('1EPond'!$C$10,12*$X175,4*(PlotControl!$C$6-1),1,1))","v":12465},{"$f":"IF(X175<=7,OFFSET('2EPond'!$D$10,12*$X175,4*(PlotControl!$C$6-1),1,1),OFFSET('1EPond'!$D$10,12*$X175,4*(PlotControl!$C$6-1),1,1))","v":13540},{"$f":"IF(X175<=7,OFFSET('2EPond'!$E$10,12*$X175,4*(PlotControl!$C$6-1),1,1),OFFSET('1EPond'!$E$10,12*$X175,4*(PlotControl!$C$6-1),1,1))","v":20583}]
[171,{"$f":"IF(PlotControl!$B$4 = \"Annual Max\",MAX(OFFSET('1EPond'!$C$10,12*$A176,4*(PlotControl!$C$6-1),12,1)),AVERAGE(OFFSET('1EPond'!$C$10,12*$A176,4*(PlotControl!$C$6-1),12,1)))","v":17627},{"$f":"IF(PlotControl!$B$4 = \"Annual Max\",MAX(OFFSET('1EPond'!$D$10,12*$A176,4*(PlotControl!$C$6-1),12,1)),AVERAGE(OFFSET('1EPond'!$D$10,12*$A176,4*(PlotControl!$C$6-1),12,1)))","v":20231},{"$f":"IF(PlotControl!$B$4 = \"Annual Max\",MAX(OFFSET('1EPond'!$E$10,12*$A176,4*(PlotControl!$C$6-1),12,1)),AVERAGE(OFFSET('1EPond'!$E$10,12*$A176,4*(PlotControl!$C$6-1),12,1)))","v":23692},null,null,null,null,null,null,null,null,null,null,null,null,null,null,null,null,null,null,null,54.250000000000405,{"$f":"IF($X176<=7,OFFSET('2EPond'!$C$10,12*$X176,4*(PlotControl!$C$6-1),1,1),OFFSET('1EPond'!$C$10,12*$X176,4*(PlotControl!$C$6-1),1,1))","v":12521},{"$f":"IF(X176<=7,OFFSET('2EPond'!$D$10,12*$X176,4*(PlotControl!$C$6-1),1,1),OFFSET('1EPond'!$D$10,12*$X176,4*(PlotControl!$C$6-1),1,1))","v":13572},{"$f":"IF(X176<=7,OFFSET('2EPond'!$E$10,12*$X176,4*(PlotControl!$C$6-1),1,1),OFFSET('1EPond'!$E$10,12*$X176,4*(PlotControl!$C$6-1),1,1))","v":20690}]
[172,{"$f":"IF(PlotControl!$B$4 = \"Annual Max\",MAX(OFFSET('1EPond'!$C$10,12*$A177,4*(PlotControl!$C$6-1),12,1)),AVERAGE(OFFSET('1EPond'!$C$10,12*$A177,4*(PlotControl!$C$6-1),12,1)))","v":17681},{"$f":"IF(PlotControl!$B$4 = \"Annual Max\",MAX(OFFSET('1EPond'!$D$10,12*$A177,4*(PlotControl!$C$6-1),12,1)),AVERAGE(OFFSET('1EPond'!$D$10,12*$A177,4*(PlotControl!$C$6-1),12,1)))","v":20256},{"$f":"IF(PlotControl!$B$4 = \"Annual Max\",MAX(OFFSET('1EPond'!$E$10,12*$A177,4*(PlotControl!$C$6-1),12,1)),AVERAGE(OFFSET('1EPond'!$E$10,12*$A177,4*(PlotControl!$C$6-1),12,1)))","v":23791},null,null,null,null,null,null,null,null,null,null,null,null,null,null,null,null,null,null,null,54.333333333333741,{"$f":"IF($X177<=7,OFFSET('2EPond'!$C$10,12*$X177,4*(PlotControl!$C$6-1),1,1),OFFSET('1EPond'!$C$10,12*$X177,4*(PlotControl!$C$6-1),1,1))","v":12596},{"$f":"IF(X177<=7,OFFSET('2EPond'!$D$10,12*$X177,4*(PlotControl!$C$6-1),1,1),OFFSET('1EPond'!$D$10,12*$X177,4*(PlotControl!$C$6-1),1,1))","v":13662},{"$f":"IF(X177<=7,OFFSET('2EPond'!$E$10,12*$X177,4*(PlotControl!$C$6-1),1,1),OFFSET('1EPond'!$E$10,12*$X177,4*(PlotControl!$C$6-1),1,1))","v":20903}]
[173,{"$f":"IF(PlotControl!$B$4 = \"Annual Max\",MAX(OFFSET('1EPond'!$C$10,12*$A178,4*(PlotControl!$C$6-1),12,1)),AVERAGE(OFFSET('1EPond'!$C$10,12*$A178,4*(PlotControl!$C$6-1),12,1)))","v":17568},{"$f":"IF(PlotControl!$B$4 = \"Annual Max\",MAX(OFFSET('1EPond'!$D$10,12*$A178,4*(PlotControl!$C$6-1),12,1)),AVERAGE(OFFSET('1EPond'!$D$10,12*$A178,4*(PlotControl!$C$6-1),12,1)))","v":20198},{"$f":"IF(PlotControl!$B$4 = \"Annual Max\",MAX(OFFSET('1EPond'!$E$10,12*$A178,4*(PlotControl!$C$6-1),12,1)),AVERAGE(OFFSET('1EPond'!$E$10,12*$A178,4*(PlotControl!$C$6-1),12,1)))","v":23750},null,null,null,null,null,null,null,null,null,null,null,null,null,null,null,null,null,null,null,54.416666666667076,{"$f":"IF($X178<=7,OFFSET('2EPond'!$C$10,12*$X178,4*(PlotControl!$C$6-1),1,1),OFFSET('1EPond'!$C$10,12*$X178,4*(PlotControl!$C$6-1),1,1))","v":12601},{"$f":"IF(X178<=7,OFFSET('2EPond'!$D$10,12*$X178,4*(PlotControl!$C$6-1),1,1),OFFSET('1EPond'!$D$10,12*$X178,4*(PlotControl!$C$6-1),1,1))","v":13645},{"$f":"IF(X178<=7,OFFSET('2EPond'!$E$10,12*$X178,4*(PlotControl!$C$6-1),1,1),OFFSET('1EPond'!$E$10,12*$X178,4*(PlotControl!$C$6-1),1,1))","v":21052}]
[174,{"$f":"IF(PlotControl!$B$4 = \"Annual Max\",MAX(OFFSET('1EPond'!$C$10,12*$A179,4*(PlotControl!$C$6-1),12,1)),AVERAGE(OFFSET('1EPond'!$C$10,12*$A179,4*(PlotControl!$C$6-1),12,1)))","v":17651},{"$f":"IF(PlotControl!$B$4 = \"Annual Max\",MAX(OFFSET('1EPond'!$D$10,12*$A179,4*(PlotControl!$C$6-1),12,1)),AVERAGE(OFFSET('1EPond'!$D$10,12*$A179,4*(PlotControl!$C$6-1),12,1)))","v":20167},{"$f":"IF(PlotControl!$B$4 = \"Annual Max\",MAX(OFFSET('1EPond'!$E$10,12*$A179,4*(PlotControl!$C$6-1),12,1)),AVERAGE(OFFSET('1EPond'!$E$10,12*$A179,4*(PlotControl!$C$6-1),12,1)))","v":23923},null,null,null,null,null,null,null,null,null,null,null,null,null,null,null,null,null,null,null,54.500000000000412,{"$f":"IF($X179<=7,OFFSET('2EPond'!$C$10,12*$X179,4*(PlotControl!$C$6-1),1,1),OFFSET('1EPond'!$C$10,12*$X179,4*(PlotControl!$C$6-1),1,1))","v":12505},{"$f":"IF(X179<=7,OFFSET('2EPond'!$D$10,12*$X179,4*(PlotControl!$C$6-1),1,1),OFFSET('1EPond'!$D$10,12*$X179,4*(PlotControl!$C$6-1),1,1))","v":13599},{"$f":"IF(X179<=7,OFFSET('2EPond'!$E$10,12*$X179,4*(PlotControl!$C$6-1),1,1),OFFSET('1EPond'!$E$10,12*$X179,4*(PlotControl!$C$6-1),1,1))","v":20882}]
[175,{"$f":"IF(PlotControl!$B$4 = \"Annual Max\",MAX(OFFSET('1EPond'!$C$10,12*$A180,4*(PlotControl!$C$6-1),12,1)),AVERAGE(OFFSET('1EPond'!$C$10,12*$A180,4*(PlotControl!$C$6-1),12,1)))","v":17570},{"$f":"IF(PlotControl!$B$4 = \"Annual Max\",MAX(OFFSET('1EPond'!$D$10,12*$A180,4*(PlotControl!$C$6-1),12,1)),AVERAGE(OFFSET('1EPond'!$D$10,12*$A180,4*(PlotControl!$C$6-1),12,1)))","v":20313},{"$f":"IF(PlotControl!$B$4 = \"Annual Max\",MAX(OFFSET('1EPond'!$E$10,12*$A180,4*(PlotControl!$C$6-1),12,1)),AVERAGE(OFFSET('1EPond'!$E$10,12*$A180,4*(PlotControl!$C$6-1),12,1)))","v":24054},null,null,null,null,null,null,null,null,null,null,null,null,null,null,null,null,null,null,null,54.583333333333748,{"$f":"IF($X180<=7,OFFSET('2EPond'!$C$10,12*$X180,4*(PlotControl!$C$6-1),1,1),OFFSET('1EPond'!$C$10,12*$X180,4*(PlotControl!$C$6-1),1,1))","v":12423},{"$f":"IF(X180<=7,OFFSET('2EPond'!$D$10,12*$X180,4*(PlotControl!$C$6-1),1,1),OFFSET('1EPond'!$D$10,12*$X180,4*(PlotControl!$C$6-1),1,1))","v":13609},{"$f":"IF(X180<=7,OFFSET('2EPond'!$E$10,12*$X180,4*(PlotControl!$C$6-1),1,1),OFFSET('1EPond'!$E$10,12*$X180,4*(PlotControl!$C$6-1),1,1))","v":20839}]
[176,{"$f":"IF(PlotControl!$B$4 = \"Annual Max\",MAX(OFFSET('1EPond'!$C$10,12*$A181,4*(PlotControl!$C$6-1),12,1)),AVERAGE(OFFSET('1EPond'!$C$10,12*$A181,4*(PlotControl!$C$6-1),12,1)))","v":17643},{"$f":"IF(PlotControl!$B$4 = \"Annual Max\",MAX(OFFSET('1EPond'!$D$10,12*$A181,4*(PlotControl!$C$6-1),12,1)),AVERAGE(OFFSET('1EPond'!$D$10,12*$A181,4*(PlotControl!$C$6-1),12,1)))","v":20351},{"$f":"IF(PlotControl!$B$4 = \"Annual Max\",MAX(OFFSET('1EPond'!$E$10,12*$A181,4*(PlotControl!$C$6-1),12,1)),AVERAGE(OFFSET('1EPond'!$E$10,12*$A181,4*(PlotControl!$C$6-1),12,1)))","v":23925},null,null,null,null,null,null,null,null,null,null,null,null,null,null,null,null,null,null,null,54.666666666667084,{"$f":"IF($X181<=7,OFFSET('2EPond'!$C$10,12*$X181,4*(PlotControl!$C$6-1),1,1),OFFSET('1EPond'!$C$10,12*$X181,4*(PlotControl!$C$6-1),1,1))","v":12363},{"$f":"IF(X181<=7,OFFSET('2EPond'!$D$10,12*$X181,4*(PlotControl!$C$6-1),1,1),OFFSET('1EPond'!$D$10,12*$X181,4*(PlotControl!$C$6-1),1,1))","v":13649},{"$f":"IF(X181<=7,OFFSET('2EPond'!$E$10,12*$X181,4*(PlotControl!$C$6-1),1,1),OFFSET('1EPond'!$E$10,12*$X181,4*(PlotControl!$C$6-1),1,1))","v":20855}]
[177,{"$f":"IF(PlotControl!$B$4 = \"Annual Max\",MAX(OFFSET('1EPond'!$C$10,12*$A182,4*(PlotControl!$C$6-1),12,1)),AVERAGE(OFFSET('1EPond'!$C$10,12*$A182,4*(PlotControl!$C$6-1),12,1)))","v":17607},{"$f":"IF(PlotControl!$B$4 = \"Annual Max\",MAX(OFFSET('1EPond'!$D$10,12*$A182,4*(PlotControl!$C$6-1),12,1)),AVERAGE(OFFSET('1EPond'!$D$10,12*$A182,4*(PlotControl!$C$6-1),12,1)))","v":20486},{"$f":"IF(PlotControl!$B$4 = \"Annual Max\",MAX(OFFSET('1EPond'!$E$10,12*$A182,4*(PlotControl!$C$6-1),12,1)),AVERAGE(OFFSET('1EPond'!$E$10,12*$A182,4*(PlotControl!$C$6-1),12,1)))","v":23746},null,null,null,null,null,null,null,null,null,null,null,null,null,null,null,null,null,null,null,54.750000000000419,{"$f":"IF($X182<=7,OFFSET('2EPond'!$C$10,12*$X182,4*(PlotControl!$C$6-1),1,1),OFFSET('1EPond'!$C$10,12*$X182,4*(PlotControl!$C$6-1),1,1))","v":12256},{"$f":"IF(X182<=7,OFFSET('2EPond'!$D$10,12*$X182,4*(PlotControl!$C$6-1),1,1),OFFSET('1EPond'!$D$10,12*$X182,4*(PlotControl!$C$6-1),1,1))","v":13582},{"$f":"IF(X182<=7,OFFSET('2EPond'!$E$10,12*$X182,4*(PlotControl!$C$6-1),1,1),OFFSET('1EPond'!$E$10,12*$X182,4*(PlotControl!$C$6-1),1,1))","v":20713}]
[178,{"$f":"IF(PlotControl!$B$4 = \"Annual Max\",MAX(OFFSET('1EPond'!$C$10,12*$A183,4*(PlotControl!$C$6-1),12,1)),AVERAGE(OFFSET('1EPond'!$C$10,12*$A183,4*(PlotControl!$C$6-1),12,1)))","v":17615},{"$f":"IF(PlotControl!$B$4 = \"Annual Max\",MAX(OFFSET('1EPond'!$D$10,12*$A183,4*(PlotControl!$C$6-1),12,1)),AVERAGE(OFFSET('1EPond'!$D$10,12*$A183,4*(PlotControl!$C$6-1),12,1)))","v":20443},{"$f":"IF(PlotControl!$B$4 = \"Annual Max\",MAX(OFFSET('1EPond'!$E$10,12*$A183,4*(PlotControl!$C$6-1),12,1)),AVERAGE(OFFSET('1EPond'!$E$10,12*$A183,4*(PlotControl!$C$6-1),12,1)))","v":23993},null,null,null,null,null,null,null,null,null,null,null,null,null,null,null,null,null,null,null,54.833333333333755,{"$f":"IF($X183<=7,OFFSET('2EPond'!$C$10,12*$X183,4*(PlotControl!$C$6-1),1,1),OFFSET('1EPond'!$C$10,12*$X183,4*(PlotControl!$C$6-1),1,1))","v":12205},{"$f":"IF(X183<=7,OFFSET('2EPond'!$D$10,12*$X183,4*(PlotControl!$C$6-1),1,1),OFFSET('1EPond'!$D$10,12*$X183,4*(PlotControl!$C$6-1),1,1))","v":13550},{"$f":"IF(X183<=7,OFFSET('2EPond'!$E$10,12*$X183,4*(PlotControl!$C$6-1),1,1),OFFSET('1EPond'!$E$10,12*$X183,4*(PlotControl!$C$6-1),1,1))","v":20717}]
[179,{"$f":"IF(PlotControl!$B$4 = \"Annual Max\",MAX(OFFSET('1EPond'!$C$10,12*$A184,4*(PlotControl!$C$6-1),12,1)),AVERAGE(OFFSET('1EPond'!$C$10,12*$A184,4*(PlotControl!$C$6-1),12,1)))","v":17613},{"$f":"IF(PlotControl!$B$4 = \"Annual Max\",MAX(OFFSET('1EPond'!$D$10,12*$A184,4*(PlotControl!$C$6-1),12,1)),AVERAGE(OFFSET('1EPond'!$D$10,12*$A184,4*(PlotControl!$C$6-1),12,1)))","v":20332},{"$f":"IF(PlotControl!$B$4 = \"Annual Max\",MAX(OFFSET('1EPond'!$E$10,12*$A184,4*(PlotControl!$C$6-1),12,1)),AVERAGE(OFFSET('1EPond'!$E$10,12*$A184,4*(PlotControl!$C$6-1),12,1)))","v":24136},null,null,null,null,null,null,null,null,null,null,null,null,null,null,null,null,null,null,null,54.916666666667091,{"$f":"IF($X184<=7,OFFSET('2EPond'!$C$10,12*$X184,4*(PlotControl!$C$6-1),1,1),OFFSET('1EPond'!$C$10,12*$X184,4*(PlotControl!$C$6-1),1,1))","v":12219},{"$f":"IF(X184<=7,OFFSET('2EPond'!$D$10,12*$X184,4*(PlotControl!$C$6-1),1,1),OFFSET('1EPond'!$D$10,12*$X184,4*(PlotControl!$C$6-1),1,1))","v":13586},{"$f":"IF(X184<=7,OFFSET('2EPond'!$E$10,12*$X184,4*(PlotControl!$C$6-1),1,1),OFFSET('1EPond'!$E$10,12*$X184,4*(PlotControl!$C$6-1),1,1))","v":20748}]
[180,{"$f":"IF(PlotControl!$B$4 = \"Annual Max\",MAX(OFFSET('1EPond'!$C$10,12*$A185,4*(PlotControl!$C$6-1),12,1)),AVERAGE(OFFSET('1EPond'!$C$10,12*$A185,4*(PlotControl!$C$6-1),12,1)))","v":17555},{"$f":"IF(PlotControl!$B$4 = \"Annual Max\",MAX(OFFSET('1EPond'!$D$10,12*$A185,4*(PlotControl!$C$6-1),12,1)),AVERAGE(OFFSET('1EPond'!$D$10,12*$A185,4*(PlotControl!$C$6-1),12,1)))","v":20165},{"$f":"IF(PlotControl!$B$4 = \"Annual Max\",MAX(OFFSET('1EPond'!$E$10,12*$A185,4*(PlotControl!$C$6-1),12,1)),AVERAGE(OFFSET('1EPond'!$E$10,12*$A185,4*(PlotControl!$C$6-1),12,1)))","v":24187},null,null,null,null,null,null,null,null,null,null,null,null,null,null,null,null,null,null,null,55.000000000000426,{"$f":"IF($X185<=7,OFFSET('2EPond'!$C$10,12*$X185,4*(PlotControl!$C$6-1),1,1),OFFSET('1EPond'!$C$10,12*$X185,4*(PlotControl!$C$6-1),1,1))","v":12249},{"$f":"IF(X185<=7,OFFSET('2EPond'!$D$10,12*$X185,4*(PlotControl!$C$6-1),1,1),OFFSET('1EPond'!$D$10,12*$X185,4*(PlotControl!$C$6-1),1,1))","v":13548},{"$f":"IF(X185<=7,OFFSET('2EPond'!$E$10,12*$X185,4*(PlotControl!$C$6-1),1,1),OFFSET('1EPond'!$E$10,12*$X185,4*(PlotControl!$C$6-1),1,1))","v":20759}]
[181,{"$f":"IF(PlotControl!$B$4 = \"Annual Max\",MAX(OFFSET('1EPond'!$C$10,12*$A186,4*(PlotControl!$C$6-1),12,1)),AVERAGE(OFFSET('1EPond'!$C$10,12*$A186,4*(PlotControl!$C$6-1),12,1)))","v":17560},{"$f":"IF(PlotControl!$B$4 = \"Annual Max\",MAX(OFFSET('1EPond'!$D$10,12*$A186,4*(PlotControl!$C$6-1),12,1)),AVERAGE(OFFSET('1EPond'!$D$10,12*$A186,4*(PlotControl!$C$6-1),12,1)))","v":20206},{"$f":"IF(PlotControl!$B$4 = \"Annual Max\",MAX(OFFSET('1EPond'!$E$10,12*$A186,4*(PlotControl!$C$6-1),12,1)),AVERAGE(OFFSET('1EPond'!$E$10,12*$A186,4*(PlotControl!$C$6-1),12,1)))","v":23844},null,null,null,null,null,null,null,null,null,null,null,null,null,null,null,null,null,null,null,55.083333333333762,{"$f":"IF($X186<=7,OFFSET('2EPond'!$C$10,12*$X186,4*(PlotControl!$C$6-1),1,1),OFFSET('1EPond'!$C$10,12*$X186,4*(PlotControl!$C$6-1),1,1))","v":12262},{"$f":"IF(X186<=7,OFFSET('2EPond'!$D$10,12*$X186,4*(PlotControl!$C$6-1),1,1),OFFSET('1EPond'!$D$10,12*$X186,4*(PlotControl!$C$6-1),1,1))","v":13611},{"$f":"IF(X186<=7,OFFSET('2EPond'!$E$10,12*$X186,4*(PlotControl!$C$6-1),1,1),OFFSET('1EPond'!$E$10,12*$X186,4*(PlotControl!$C$6-1),1,1))","v":20827}]
[182,{"$f":"IF(PlotControl!$B$4 = \"Annual Max\",MAX(OFFSET('1EPond'!$C$10,12*$A187,4*(PlotControl!$C$6-1),12,1)),AVERAGE(OFFSET('1EPond'!$C$10,12*$A187,4*(PlotControl!$C$6-1),12,1)))","v":17490},{"$f":"IF(PlotControl!$B$4 = \"Annual Max\",MAX(OFFSET('1EPond'!$D$10,12*$A187,4*(PlotControl!$C$6-1),12,1)),AVERAGE(OFFSET('1EPond'!$D$10,12*$A187,4*(PlotControl!$C$6-1),12,1)))","v":20245},{"$f":"IF(PlotControl!$B$4 = \"Annual Max\",MAX(OFFSET('1EPond'!$E$10,12*$A187,4*(PlotControl!$C$6-1),12,1)),AVERAGE(OFFSET('1EPond'!$E$10,12*$A187,4*(PlotControl!$C$6-1),12,1)))","v":24021},null,null,null,null,null,null,null,null,null,null,null,null,null,null,null,null,null,null,null,55.166666666667098,{"$f":"IF($X187<=7,OFFSET('2EPond'!$C$10,12*$X187,4*(PlotControl!$C$6-1),1,1),OFFSET('1EPond'!$C$10,12*$X187,4*(PlotControl!$C$6-1),1,1))","v":12277},{"$f":"IF(X187<=7,OFFSET('2EPond'!$D$10,12*$X187,4*(PlotControl!$C$6-1),1,1),OFFSET('1EPond'!$D$10,12*$X187,4*(PlotControl!$C$6-1),1,1))","v":13662},{"$f":"IF(X187<=7,OFFSET('2EPond'!$E$10,12*$X187,4*(PlotControl!$C$6-1),1,1),OFFSET('1EPond'!$E$10,12*$X187,4*(PlotControl!$C$6-1),1,1))","v":20910}]
[183,{"$f":"IF(PlotControl!$B$4 = \"Annual Max\",MAX(OFFSET('1EPond'!$C$10,12*$A188,4*(PlotControl!$C$6-1),12,1)),AVERAGE(OFFSET('1EPond'!$C$10,12*$A188,4*(PlotControl!$C$6-1),12,1)))","v":17409},{"$f":"IF(PlotControl!$B$4 = \"Annual Max\",MAX(OFFSET('1EPond'!$D$10,12*$A188,4*(PlotControl!$C$6-1),12,1)),AVERAGE(OFFSET('1EPond'!$D$10,12*$A188,4*(PlotControl!$C$6-1),12,1)))","v":20346},{"$f":"IF(PlotControl!$B$4 = \"Annual Max\",MAX(OFFSET('1EPond'!$E$10,12*$A188,4*(PlotControl!$C$6-1),12,1)),AVERAGE(OFFSET('1EPond'!$E$10,12*$A188,4*(PlotControl!$C$6-1),12,1)))","v":23838},null,null,null,null,null,null,null,null,null,null,null,null,null,null,null,null,null,null,null,55.250000000000433,{"$f":"IF($X188<=7,OFFSET('2EPond'!$C$10,12*$X188,4*(PlotControl!$C$6-1),1,1),OFFSET('1EPond'!$C$10,12*$X188,4*(PlotControl!$C$6-1),1,1))","v":12360},{"$f":"IF(X188<=7,OFFSET('2EPond'!$D$10,12*$X188,4*(PlotControl!$C$6-1),1,1),OFFSET('1EPond'!$D$10,12*$X188,4*(PlotControl!$C$6-1),1,1))","v":13694},{"$f":"IF(X188<=7,OFFSET('2EPond'!$E$10,12*$X188,4*(PlotControl!$C$6-1),1,1),OFFSET('1EPond'!$E$10,12*$X188,4*(PlotControl!$C$6-1),1,1))","v":21025}]
[184,{"$f":"IF(PlotControl!$B$4 = \"Annual Max\",MAX(OFFSET('1EPond'!$C$10,12*$A189,4*(PlotControl!$C$6-1),12,1)),AVERAGE(OFFSET('1EPond'!$C$10,12*$A189,4*(PlotControl!$C$6-1),12,1)))","v":17553},{"$f":"IF(PlotControl!$B$4 = \"Annual Max\",MAX(OFFSET('1EPond'!$D$10,12*$A189,4*(PlotControl!$C$6-1),12,1)),AVERAGE(OFFSET('1EPond'!$D$10,12*$A189,4*(PlotControl!$C$6-1),12,1)))","v":20488},{"$f":"IF(PlotControl!$B$4 = \"Annual Max\",MAX(OFFSET('1EPond'!$E$10,12*$A189,4*(PlotControl!$C$6-1),12,1)),AVERAGE(OFFSET('1EPond'!$E$10,12*$A189,4*(PlotControl!$C$6-1),12,1)))","v":23626},null,null,null,null,null,null,null,null,null,null,null,null,null,null,null,null,null,null,null,55.333333333333769,{"$f":"IF($X189<=7,OFFSET('2EPond'!$C$10,12*$X189,4*(PlotControl!$C$6-1),1,1),OFFSET('1EPond'!$C$10,12*$X189,4*(PlotControl!$C$6-1),1,1))","v":12433},{"$f":"IF(X189<=7,OFFSET('2EPond'!$D$10,12*$X189,4*(PlotControl!$C$6-1),1,1),OFFSET('1EPond'!$D$10,12*$X189,4*(PlotControl!$C$6-1),1,1))","v":13800},{"$f":"IF(X189<=7,OFFSET('2EPond'!$E$10,12*$X189,4*(PlotControl!$C$6-1),1,1),OFFSET('1EPond'!$E$10,12*$X189,4*(PlotControl!$C$6-1),1,1))","v":21118}]
[185,{"$f":"IF(PlotControl!$B$4 = \"Annual Max\",MAX(OFFSET('1EPond'!$C$10,12*$A190,4*(PlotControl!$C$6-1),12,1)),AVERAGE(OFFSET('1EPond'!$C$10,12*$A190,4*(PlotControl!$C$6-1),12,1)))","v":17669},{"$f":"IF(PlotControl!$B$4 = \"Annual Max\",MAX(OFFSET('1EPond'!$D$10,12*$A190,4*(PlotControl!$C$6-1),12,1)),AVERAGE(OFFSET('1EPond'!$D$10,12*$A190,4*(PlotControl!$C$6-1),12,1)))","v":20250},{"$f":"IF(PlotControl!$B$4 = \"Annual Max\",MAX(OFFSET('1EPond'!$E$10,12*$A190,4*(PlotControl!$C$6-1),12,1)),AVERAGE(OFFSET('1EPond'!$E$10,12*$A190,4*(PlotControl!$C$6-1),12,1)))","v":23608},null,null,null,null,null,null,null,null,null,null,null,null,null,null,null,null,null,null,null,55.416666666667105,{"$f":"IF($X190<=7,OFFSET('2EPond'!$C$10,12*$X190,4*(PlotControl!$C$6-1),1,1),OFFSET('1EPond'!$C$10,12*$X190,4*(PlotControl!$C$6-1),1,1))","v":12407},{"$f":"IF(X190<=7,OFFSET('2EPond'!$D$10,12*$X190,4*(PlotControl!$C$6-1),1,1),OFFSET('1EPond'!$D$10,12*$X190,4*(PlotControl!$C$6-1),1,1))","v":13852},{"$f":"IF(X190<=7,OFFSET('2EPond'!$E$10,12*$X190,4*(PlotControl!$C$6-1),1,1),OFFSET('1EPond'!$E$10,12*$X190,4*(PlotControl!$C$6-1),1,1))","v":21016}]
[186,{"$f":"IF(PlotControl!$B$4 = \"Annual Max\",MAX(OFFSET('1EPond'!$C$10,12*$A191,4*(PlotControl!$C$6-1),12,1)),AVERAGE(OFFSET('1EPond'!$C$10,12*$A191,4*(PlotControl!$C$6-1),12,1)))","v":17571},{"$f":"IF(PlotControl!$B$4 = \"Annual Max\",MAX(OFFSET('1EPond'!$D$10,12*$A191,4*(PlotControl!$C$6-1),12,1)),AVERAGE(OFFSET('1EPond'!$D$10,12*$A191,4*(PlotControl!$C$6-1),12,1)))","v":20475},{"$f":"IF(PlotControl!$B$4 = \"Annual Max\",MAX(OFFSET('1EPond'!$E$10,12*$A191,4*(PlotControl!$C$6-1),12,1)),AVERAGE(OFFSET('1EPond'!$E$10,12*$A191,4*(PlotControl!$C$6-1),12,1)))","v":23796},null,null,null,null,null,null,null,null,null,null,null,null,null,null,null,null,null,null,null,55.500000000000441,{"$f":"IF($X191<=7,OFFSET('2EPond'!$C$10,12*$X191,4*(PlotControl!$C$6-1),1,1),OFFSET('1EPond'!$C$10,12*$X191,4*(PlotControl!$C$6-1),1,1))","v":12270},{"$f":"IF(X191<=7,OFFSET('2EPond'!$D$10,12*$X191,4*(PlotControl!$C$6-1),1,1),OFFSET('1EPond'!$D$10,12*$X191,4*(PlotControl!$C$6-1),1,1))","v":13790},{"$f":"IF(X191<=7,OFFSET('2EPond'!$E$10,12*$X191,4*(PlotControl!$C$6-1),1,1),OFFSET('1EPond'!$E$10,12*$X191,4*(PlotControl!$C$6-1),1,1))","v":20727}]
[187,{"$f":"IF(PlotControl!$B$4 = \"Annual Max\",MAX(OFFSET('1EPond'!$C$10,12*$A192,4*(PlotControl!$C$6-1),12,1)),AVERAGE(OFFSET('1EPond'!$C$10,12*$A192,4*(PlotControl!$C$6-1),12,1)))","v":17591},{"$f":"IF(PlotControl!$B$4 = \"Annual Max\",MAX(OFFSET('1EPond'!$D$10,12*$A192,4*(PlotControl!$C$6-1),12,1)),AVERAGE(OFFSET('1EPond'!$D$10,12*$A192,4*(PlotControl!$C$6-1),12,1)))","v":20335},{"$f":"IF(PlotControl!$B$4 = \"Annual Max\",MAX(OFFSET('1EPond'!$E$10,12*$A192,4*(PlotControl!$C$6-1),12,1)),AVERAGE(OFFSET('1EPond'!$E$10,12*$A192,4*(PlotControl!$C$6-1),12,1)))","v":23909},null,null,null,null,null,null,null,null,null,null,null,null,null,null,null,null,null,null,null,55.583333333333776,{"$f":"IF($X192<=7,OFFSET('2EPond'!$C$10,12*$X192,4*(PlotControl!$C$6-1),1,1),OFFSET('1EPond'!$C$10,12*$X192,4*(PlotControl!$C$6-1),1,1))","v":12224},{"$f":"IF(X192<=7,OFFSET('2EPond'!$D$10,12*$X192,4*(PlotControl!$C$6-1),1,1),OFFSET('1EPond'!$D$10,12*$X192,4*(PlotControl!$C$6-1),1,1))","v":13827},{"$f":"IF(X192<=7,OFFSET('2EPond'!$E$10,12*$X192,4*(PlotControl!$C$6-1),1,1),OFFSET('1EPond'!$E$10,12*$X192,4*(PlotControl!$C$6-1),1,1))","v":20658}]
[188,{"$f":"IF(PlotControl!$B$4 = \"Annual Max\",MAX(OFFSET('1EPond'!$C$10,12*$A193,4*(PlotControl!$C$6-1),12,1)),AVERAGE(OFFSET('1EPond'!$C$10,12*$A193,4*(PlotControl!$C$6-1),12,1)))","v":17690},{"$f":"IF(PlotControl!$B$4 = \"Annual Max\",MAX(OFFSET('1EPond'!$D$10,12*$A193,4*(PlotControl!$C$6-1),12,1)),AVERAGE(OFFSET('1EPond'!$D$10,12*$A193,4*(PlotControl!$C$6-1),12,1)))","v":20451},{"$f":"IF(PlotControl!$B$4 = \"Annual Max\",MAX(OFFSET('1EPond'!$E$10,12*$A193,4*(PlotControl!$C$6-1),12,1)),AVERAGE(OFFSET('1EPond'!$E$10,12*$A193,4*(PlotControl!$C$6-1),12,1)))","v":23883},null,null,null,null,null,null,null,null,null,null,null,null,null,null,null,null,null,null,null,55.666666666667112,{"$f":"IF($X193<=7,OFFSET('2EPond'!$C$10,12*$X193,4*(PlotControl!$C$6-1),1,1),OFFSET('1EPond'!$C$10,12*$X193,4*(PlotControl!$C$6-1),1,1))","v":12173},{"$f":"IF(X193<=7,OFFSET('2EPond'!$D$10,12*$X193,4*(PlotControl!$C$6-1),1,1),OFFSET('1EPond'!$D$10,12*$X193,4*(PlotControl!$C$6-1),1,1))","v":13825},{"$f":"IF(X193<=7,OFFSET('2EPond'!$E$10,12*$X193,4*(PlotControl!$C$6-1),1,1),OFFSET('1EPond'!$E$10,12*$X193,4*(PlotControl!$C$6-1),1,1))","v":20747}]
[189,{"$f":"IF(PlotControl!$B$4 = \"Annual Max\",MAX(OFFSET('1EPond'!$C$10,12*$A194,4*(PlotControl!$C$6-1),12,1)),AVERAGE(OFFSET('1EPond'!$C$10,12*$A194,4*(PlotControl!$C$6-1),12,1)))","v":17621},{"$f":"IF(PlotControl!$B$4 = \"Annual Max\",MAX(OFFSET('1EPond'!$D$10,12*$A194,4*(PlotControl!$C$6-1),12,1)),AVERAGE(OFFSET('1EPond'!$D$10,12*$A194,4*(PlotControl!$C$6-1),12,1)))","v":20357},{"$f":"IF(PlotControl!$B$4 = \"Annual Max\",MAX(OFFSET('1EPond'!$E$10,12*$A194,4*(PlotControl!$C$6-1),12,1)),AVERAGE(OFFSET('1EPond'!$E$10,12*$A194,4*(PlotControl!$C$6-1),12,1)))","v":23857},null,null,null,null,null,null,null,null,null,null,null,null,null,null,null,null,null,null,null,55.750000000000448,{"$f":"IF($X194<=7,OFFSET('2EPond'!$C$10,12*$X194,4*(PlotControl!$C$6-1),1,1),OFFSET('1EPond'!$C$10,12*$X194,4*(PlotControl!$C$6-1),1,1))","v":12066},{"$f":"IF(X194<=7,OFFSET('2EPond'!$D$10,12*$X194,4*(PlotControl!$C$6-1),1,1),OFFSET('1EPond'!$D$10,12*$X194,4*(PlotControl!$C$6-1),1,1))","v":13712},{"$f":"IF(X194<=7,OFFSET('2EPond'!$E$10,12*$X194,4*(PlotControl!$C$6-1),1,1),OFFSET('1EPond'!$E$10,12*$X194,4*(PlotControl!$C$6-1),1,1))","v":20607}]
[190,{"$f":"IF(PlotControl!$B$4 = \"Annual Max\",MAX(OFFSET('1EPond'!$C$10,12*$A195,4*(PlotControl!$C$6-1),12,1)),AVERAGE(OFFSET('1EPond'!$C$10,12*$A195,4*(PlotControl!$C$6-1),12,1)))","v":17724},{"$f":"IF(PlotControl!$B$4 = \"Annual Max\",MAX(OFFSET('1EPond'!$D$10,12*$A195,4*(PlotControl!$C$6-1),12,1)),AVERAGE(OFFSET('1EPond'!$D$10,12*$A195,4*(PlotControl!$C$6-1),12,1)))","v":20429},{"$f":"IF(PlotControl!$B$4 = \"Annual Max\",MAX(OFFSET('1EPond'!$E$10,12*$A195,4*(PlotControl!$C$6-1),12,1)),AVERAGE(OFFSET('1EPond'!$E$10,12*$A195,4*(PlotControl!$C$6-1),12,1)))","v":23836},null,null,null,null,null,null,null,null,null,null,null,null,null,null,null,null,null,null,null,55.833333333333783,{"$f":"IF($X195<=7,OFFSET('2EPond'!$C$10,12*$X195,4*(PlotControl!$C$6-1),1,1),OFFSET('1EPond'!$C$10,12*$X195,4*(PlotControl!$C$6-1),1,1))","v":12042},{"$f":"IF(X195<=7,OFFSET('2EPond'!$D$10,12*$X195,4*(PlotControl!$C$6-1),1,1),OFFSET('1EPond'!$D$10,12*$X195,4*(PlotControl!$C$6-1),1,1))","v":13663},{"$f":"IF(X195<=7,OFFSET('2EPond'!$E$10,12*$X195,4*(PlotControl!$C$6-1),1,1),OFFSET('1EPond'!$E$10,12*$X195,4*(PlotControl!$C$6-1),1,1))","v":20600}]
[191,{"$f":"IF(PlotControl!$B$4 = \"Annual Max\",MAX(OFFSET('1EPond'!$C$10,12*$A196,4*(PlotControl!$C$6-1),12,1)),AVERAGE(OFFSET('1EPond'!$C$10,12*$A196,4*(PlotControl!$C$6-1),12,1)))","v":17682},{"$f":"IF(PlotControl!$B$4 = \"Annual Max\",MAX(OFFSET('1EPond'!$D$10,12*$A196,4*(PlotControl!$C$6-1),12,1)),AVERAGE(OFFSET('1EPond'!$D$10,12*$A196,4*(PlotControl!$C$6-1),12,1)))","v":20425},{"$f":"IF(PlotControl!$B$4 = \"Annual Max\",MAX(OFFSET('1EPond'!$E$10,12*$A196,4*(PlotControl!$C$6-1),12,1)),AVERAGE(OFFSET('1EPond'!$E$10,12*$A196,4*(PlotControl!$C$6-1),12,1)))","v":23873},null,null,null,null,null,null,null,null,null,null,null,null,null,null,null,null,null,null,null,55.916666666667119,{"$f":"IF($X196<=7,OFFSET('2EPond'!$C$10,12*$X196,4*(PlotControl!$C$6-1),1,1),OFFSET('1EPond'!$C$10,12*$X196,4*(PlotControl!$C$6-1),1,1))","v":12063},{"$f":"IF(X196<=7,OFFSET('2EPond'!$D$10,12*$X196,4*(PlotControl!$C$6-1),1,1),OFFSET('1EPond'!$D$10,12*$X196,4*(PlotControl!$C$6-1),1,1))","v":13770},{"$f":"IF(X196<=7,OFFSET('2EPond'!$E$10,12*$X196,4*(PlotControl!$C$6-1),1,1),OFFSET('1EPond'!$E$10,12*$X196,4*(PlotControl!$C$6-1),1,1))","v":20660}]
[192,{"$f":"IF(PlotControl!$B$4 = \"Annual Max\",MAX(OFFSET('1EPond'!$C$10,12*$A197,4*(PlotControl!$C$6-1),12,1)),AVERAGE(OFFSET('1EPond'!$C$10,12*$A197,4*(PlotControl!$C$6-1),12,1)))","v":17810},{"$f":"IF(PlotControl!$B$4 = \"Annual Max\",MAX(OFFSET('1EPond'!$D$10,12*$A197,4*(PlotControl!$C$6-1),12,1)),AVERAGE(OFFSET('1EPond'!$D$10,12*$A197,4*(PlotControl!$C$6-1),12,1)))","v":20491},{"$f":"IF(PlotControl!$B$4 = \"Annual Max\",MAX(OFFSET('1EPond'!$E$10,12*$A197,4*(PlotControl!$C$6-1),12,1)),AVERAGE(OFFSET('1EPond'!$E$10,12*$A197,4*(PlotControl!$C$6-1),12,1)))","v":23698},null,null,null,null,null,null,null,null,null,null,null,null,null,null,null,null,null,null,null,56.000000000000455,{"$f":"IF($X197<=7,OFFSET('2EPond'!$C$10,12*$X197,4*(PlotControl!$C$6-1),1,1),OFFSET('1EPond'!$C$10,12*$X197,4*(PlotControl!$C$6-1),1,1))","v":12095},{"$f":"IF(X197<=7,OFFSET('2EPond'!$D$10,12*$X197,4*(PlotControl!$C$6-1),1,1),OFFSET('1EPond'!$D$10,12*$X197,4*(PlotControl!$C$6-1),1,1))","v":13835},{"$f":"IF(X197<=7,OFFSET('2EPond'!$E$10,12*$X197,4*(PlotControl!$C$6-1),1,1),OFFSET('1EPond'!$E$10,12*$X197,4*(PlotControl!$C$6-1),1,1))","v":20676}]
[193,{"$f":"IF(PlotControl!$B$4 = \"Annual Max\",MAX(OFFSET('1EPond'!$C$10,12*$A198,4*(PlotControl!$C$6-1),12,1)),AVERAGE(OFFSET('1EPond'!$C$10,12*$A198,4*(PlotControl!$C$6-1),12,1)))","v":17800},{"$f":"IF(PlotControl!$B$4 = \"Annual Max\",MAX(OFFSET('1EPond'!$D$10,12*$A198,4*(PlotControl!$C$6-1),12,1)),AVERAGE(OFFSET('1EPond'!$D$10,12*$A198,4*(PlotControl!$C$6-1),12,1)))","v":20372},{"$f":"IF(PlotControl!$B$4 = \"Annual Max\",MAX(OFFSET('1EPond'!$E$10,12*$A198,4*(PlotControl!$C$6-1),12,1)),AVERAGE(OFFSET('1EPond'!$E$10,12*$A198,4*(PlotControl!$C$6-1),12,1)))","v":23390},null,null,null,null,null,null,null,null,null,null,null,null,null,null,null,null,null,null,null,56.08333333333379,{"$f":"IF($X198<=7,OFFSET('2EPond'!$C$10,12*$X198,4*(PlotControl!$C$6-1),1,1),OFFSET('1EPond'!$C$10,12*$X198,4*(PlotControl!$C$6-1),1,1))","v":12112},{"$f":"IF(X198<=7,OFFSET('2EPond'!$D$10,12*$X198,4*(PlotControl!$C$6-1),1,1),OFFSET('1EPond'!$D$10,12*$X198,4*(PlotControl!$C$6-1),1,1))","v":13944},{"$f":"IF(X198<=7,OFFSET('2EPond'!$E$10,12*$X198,4*(PlotControl!$C$6-1),1,1),OFFSET('1EPond'!$E$10,12*$X198,4*(PlotControl!$C$6-1),1,1))","v":20740}]
[194,{"$f":"IF(PlotControl!$B$4 = \"Annual Max\",MAX(OFFSET('1EPond'!$C$10,12*$A199,4*(PlotControl!$C$6-1),12,1)),AVERAGE(OFFSET('1EPond'!$C$10,12*$A199,4*(PlotControl!$C$6-1),12,1)))","v":17992},{"$f":"IF(PlotControl!$B$4 = \"Annual Max\",MAX(OFFSET('1EPond'!$D$10,12*$A199,4*(PlotControl!$C$6-1),12,1)),AVERAGE(OFFSET('1EPond'!$D$10,12*$A199,4*(PlotControl!$C$6-1),12,1)))","v":20329},{"$f":"IF(PlotControl!$B$4 = \"Annual Max\",MAX(OFFSET('1EPond'!$E$10,12*$A199,4*(PlotControl!$C$6-1),12,1)),AVERAGE(OFFSET('1EPond'!$E$10,12*$A199,4*(PlotControl!$C$6-1),12,1)))","v":23567},null,null,null,null,null,null,null,null,null,null,null,null,null,null,null,null,null,null,null,{"$f":"X198+1/12","v":56.166666666667126},{"$f":"IF($X199<=7,OFFSET('2EPond'!$C$10,12*$X199,4*(PlotControl!$C$6-1),1,1),OFFSET('1EPond'!$C$10,12*$X199,4*(PlotControl!$C$6-1),1,1))","v":12151},{"$f":"IF(X199<=7,OFFSET('2EPond'!$D$10,12*$X199,4*(PlotControl!$C$6-1),1,1),OFFSET('1EPond'!$D$10,12*$X199,4*(PlotControl!$C$6-1),1,1))","v":14074},{"$f":"IF(X199<=7,OFFSET('2EPond'!$E$10,12*$X199,4*(PlotControl!$C$6-1),1,1),OFFSET('1EPond'!$E$10,12*$X199,4*(PlotControl!$C$6-1),1,1))","v":20817}]
[195,{"$f":"IF(PlotControl!$B$4 = \"Annual Max\",MAX(OFFSET('1EPond'!$C$10,12*$A200,4*(PlotControl!$C$6-1),12,1)),AVERAGE(OFFSET('1EPond'!$C$10,12*$A200,4*(PlotControl!$C$6-1),12,1)))","v":17757},{"$f":"IF(PlotControl!$B$4 = \"Annual Max\",MAX(OFFSET('1EPond'!$D$10,12*$A200,4*(PlotControl!$C$6-1),12,1)),AVERAGE(OFFSET('1EPond'!$D$10,12*$A200,4*(PlotControl!$C$6-1),12,1)))","v":20307},{"$f":"IF(PlotControl!$B$4 = \"Annual Max\",MAX(OFFSET('1EPond'!$E$10,12*$A200,4*(PlotControl!$C$6-1),12,1)),AVERAGE(OFFSET('1EPond'!$E$10,12*$A200,4*(PlotControl!$C$6-1),12,1)))","v":23844},null,null,null,null,null,null,null,null,null,null,null,null,null,null,null,null,null,null,null,56.250000000000462,{"$f":"IF($X200<=7,OFFSET('2EPond'!$C$10,12*$X200,4*(PlotControl!$C$6-1),1,1),OFFSET('1EPond'!$C$10,12*$X200,4*(PlotControl!$C$6-1),1,1))","v":12243},{"$f":"IF(X200<=7,OFFSET('2EPond'!$D$10,12*$X200,4*(PlotControl!$C$6-1),1,1),OFFSET('1EPond'!$D$10,12*$X200,4*(PlotControl!$C$6-1),1,1))","v":14234},{"$f":"IF(X200<=7,OFFSET('2EPond'!$E$10,12*$X200,4*(PlotControl!$C$6-1),1,1),OFFSET('1EPond'!$E$10,12*$X200,4*(PlotControl!$C$6-1),1,1))","v":20916}]
[196,{"$f":"IF(PlotControl!$B$4 = \"Annual Max\",MAX(OFFSET('1EPond'!$C$10,12*$A201,4*(PlotControl!$C$6-1),12,1)),AVERAGE(OFFSET('1EPond'!$C$10,12*$A201,4*(PlotControl!$C$6-1),12,1)))","v":17617},{"$f":"IF(PlotControl!$B$4 = \"Annual Max\",MAX(OFFSET('1EPond'!$D$10,12*$A201,4*(PlotControl!$C$6-1),12,1)),AVERAGE(OFFSET('1EPond'!$D$10,12*$A201,4*(PlotControl!$C$6-1),12,1)))","v":20278},{"$f":"IF(PlotControl!$B$4 = \"Annual Max\",MAX(OFFSET('1EPond'!$E$10,12*$A201,4*(PlotControl!$C$6-1),12,1)),AVERAGE(OFFSET('1EPond'!$E$10,12*$A201,4*(PlotControl!$C$6-1),12,1)))","v":23781},null,null,null,null,null,null,null,null,null,null,null,null,null,null,null,null,null,null,null,56.333333333333798,{"$f":"IF($X201<=7,OFFSET('2EPond'!$C$10,12*$X201,4*(PlotControl!$C$6-1),1,1),OFFSET('1EPond'!$C$10,12*$X201,4*(PlotControl!$C$6-1),1,1))","v":12297},{"$f":"IF(X201<=7,OFFSET('2EPond'!$D$10,12*$X201,4*(PlotControl!$C$6-1),1,1),OFFSET('1EPond'!$D$10,12*$X201,4*(PlotControl!$C$6-1),1,1))","v":14532},{"$f":"IF(X201<=7,OFFSET('2EPond'!$E$10,12*$X201,4*(PlotControl!$C$6-1),1,1),OFFSET('1EPond'!$E$10,12*$X201,4*(PlotControl!$C$6-1),1,1))","v":21073}]
[197,{"$f":"IF(PlotControl!$B$4 = \"Annual Max\",MAX(OFFSET('1EPond'!$C$10,12*$A202,4*(PlotControl!$C$6-1),12,1)),AVERAGE(OFFSET('1EPond'!$C$10,12*$A202,4*(PlotControl!$C$6-1),12,1)))","v":17695},{"$f":"IF(PlotControl!$B$4 = \"Annual Max\",MAX(OFFSET('1EPond'!$D$10,12*$A202,4*(PlotControl!$C$6-1),12,1)),AVERAGE(OFFSET('1EPond'!$D$10,12*$A202,4*(PlotControl!$C$6-1),12,1)))","v":20303},{"$f":"IF(PlotControl!$B$4 = \"Annual Max\",MAX(OFFSET('1EPond'!$E$10,12*$A202,4*(PlotControl!$C$6-1),12,1)),AVERAGE(OFFSET('1EPond'!$E$10,12*$A202,4*(PlotControl!$C$6-1),12,1)))","v":23488},null,null,null,null,null,null,null,null,null,null,null,null,null,null,null,null,null,null,null,56.416666666667133,{"$f":"IF($X202<=7,OFFSET('2EPond'!$C$10,12*$X202,4*(PlotControl!$C$6-1),1,1),OFFSET('1EPond'!$C$10,12*$X202,4*(PlotControl!$C$6-1),1,1))","v":12298},{"$f":"IF(X202<=7,OFFSET('2EPond'!$D$10,12*$X202,4*(PlotControl!$C$6-1),1,1),OFFSET('1EPond'!$D$10,12*$X202,4*(PlotControl!$C$6-1),1,1))","v":14604},{"$f":"IF(X202<=7,OFFSET('2EPond'!$E$10,12*$X202,4*(PlotControl!$C$6-1),1,1),OFFSET('1EPond'!$E$10,12*$X202,4*(PlotControl!$C$6-1),1,1))","v":21073}]
[198,{"$f":"IF(PlotControl!$B$4 = \"Annual Max\",MAX(OFFSET('1EPond'!$C$10,12*$A203,4*(PlotControl!$C$6-1),12,1)),AVERAGE(OFFSET('1EPond'!$C$10,12*$A203,4*(PlotControl!$C$6-1),12,1)))","v":17716},{"$f":"IF(PlotControl!$B$4 = \"Annual Max\",MAX(OFFSET('1EPond'!$D$10,12*$A203,4*(PlotControl!$C$6-1),12,1)),AVERAGE(OFFSET('1EPond'!$D$10,12*$A203,4*(PlotControl!$C$6-1),12,1)))","v":20440},{"$f":"IF(PlotControl!$B$4 = \"Annual Max\",MAX(OFFSET('1EPond'!$E$10,12*$A203,4*(PlotControl!$C$6-1),12,1)),AVERAGE(OFFSET('1EPond'!$E$10,12*$A203,4*(PlotControl!$C$6-1),12,1)))","v":23911},null,null,null,null,null,null,null,null,null,null,null,null,null,null,null,null,null,null,null,56.500000000000469,{"$f":"IF($X203<=7,OFFSET('2EPond'!$C$10,12*$X203,4*(PlotControl!$C$6-1),1,1),OFFSET('1EPond'!$C$10,12*$X203,4*(PlotControl!$C$6-1),1,1))","v":12180},{"$f":"IF(X203<=7,OFFSET('2EPond'!$D$10,12*$X203,4*(PlotControl!$C$6-1),1,1),OFFSET('1EPond'!$D$10,12*$X203,4*(PlotControl!$C$6-1),1,1))","v":14631},{"$f":"IF(X203<=7,OFFSET('2EPond'!$E$10,12*$X203,4*(PlotControl!$C$6-1),1,1),OFFSET('1EPond'!$E$10,12*$X203,4*(PlotControl!$C$6-1),1,1))","v":20856}]
[199,{"$f":"IF(PlotControl!$B$4 = \"Annual Max\",MAX(OFFSET('1EPond'!$C$10,12*$A204,4*(PlotControl!$C$6-1),12,1)),AVERAGE(OFFSET('1EPond'!$C$10,12*$A204,4*(PlotControl!$C$6-1),12,1)))","v":17771},{"$f":"IF(PlotControl!$B$4 = \"Annual Max\",MAX(OFFSET('1EPond'!$D$10,12*$A204,4*(PlotControl!$C$6-1),12,1)),AVERAGE(OFFSET('1EPond'!$D$10,12*$A204,4*(PlotControl!$C$6-1),12,1)))","v":20435},{"$f":"IF(PlotControl!$B$4 = \"Annual Max\",MAX(OFFSET('1EPond'!$E$10,12*$A204,4*(PlotControl!$C$6-1),12,1)),AVERAGE(OFFSET('1EPond'!$E$10,12*$A204,4*(PlotControl!$C$6-1),12,1)))","v":23750},null,null,null,null,null,null,null,null,null,null,null,null,null,null,null,null,null,null,null,56.583333333333805,{"$f":"IF($X204<=7,OFFSET('2EPond'!$C$10,12*$X204,4*(PlotControl!$C$6-1),1,1),OFFSET('1EPond'!$C$10,12*$X204,4*(PlotControl!$C$6-1),1,1))","v":12137},{"$f":"IF(X204<=7,OFFSET('2EPond'!$D$10,12*$X204,4*(PlotControl!$C$6-1),1,1),OFFSET('1EPond'!$D$10,12*$X204,4*(PlotControl!$C$6-1),1,1))","v":14751},{"$f":"IF(X204<=7,OFFSET('2EPond'!$E$10,12*$X204,4*(PlotControl!$C$6-1),1,1),OFFSET('1EPond'!$E$10,12*$X204,4*(PlotControl!$C$6-1),1,1))","v":20984}]
[200,{"$f":"IF(PlotControl!$B$4 = \"Annual Max\",MAX(OFFSET('1EPond'!$C$10,12*$A205,4*(PlotControl!$C$6-1),12,1)),AVERAGE(OFFSET('1EPond'!$C$10,12*$A205,4*(PlotControl!$C$6-1),12,1)))","v":17299},{"$f":"IF(PlotControl!$B$4 = \"Annual Max\",MAX(OFFSET('1EPond'!$D$10,12*$A205,4*(PlotControl!$C$6-1),12,1)),AVERAGE(OFFSET('1EPond'!$D$10,12*$A205,4*(PlotControl!$C$6-1),12,1)))","v":19864},{"$f":"IF(PlotControl!$B$4 = \"Annual Max\",MAX(OFFSET('1EPond'!$E$10,12*$A205,4*(PlotControl!$C$6-1),12,1)),AVERAGE(OFFSET('1EPond'!$E$10,12*$A205,4*(PlotControl!$C$6-1),12,1)))","v":23306},null,null,null,null,null,null,null,null,null,null,null,null,null,null,null,null,null,null,null,56.66666666666714,{"$f":"IF($X205<=7,OFFSET('2EPond'!$C$10,12*$X205,4*(PlotControl!$C$6-1),1,1),OFFSET('1EPond'!$C$10,12*$X205,4*(PlotControl!$C$6-1),1,1))","v":12163},{"$f":"IF(X205<=7,OFFSET('2EPond'!$D$10,12*$X205,4*(PlotControl!$C$6-1),1,1),OFFSET('1EPond'!$D$10,12*$X205,4*(PlotControl!$C$6-1),1,1))","v":14736},{"$f":"IF(X205<=7,OFFSET('2EPond'!$E$10,12*$X205,4*(PlotControl!$C$6-1),1,1),OFFSET('1EPond'!$E$10,12*$X205,4*(PlotControl!$C$6-1),1,1))","v":20950}]
[null,null,null,null,null,null,null,null,null,null,null,null,null,null,null,null,null,null,null,null,null,null,null,56.750000000000476,{"$f":"IF($X206<=7,OFFSET('2EPond'!$C$10,12*$X206,4*(PlotControl!$C$6-1),1,1),OFFSET('1EPond'!$C$10,12*$X206,4*(PlotControl!$C$6-1),1,1))","v":12086},{"$f":"IF(X206<=7,OFFSET('2EPond'!$D$10,12*$X206,4*(PlotControl!$C$6-1),1,1),OFFSET('1EPond'!$D$10,12*$X206,4*(PlotControl!$C$6-1),1,1))","v":14696},{"$f":"IF(X206<=7,OFFSET('2EPond'!$E$10,12*$X206,4*(PlotControl!$C$6-1),1,1),OFFSET('1EPond'!$E$10,12*$X206,4*(PlotControl!$C$6-1),1,1))","v":20814}]
[null,null,null,null,null,null,null,null,null,null,null,null,null,null,null,null,null,null,null,null,null,null,null,56.833333333333812,{"$f":"IF($X207<=7,OFFSET('2EPond'!$C$10,12*$X207,4*(PlotControl!$C$6-1),1,1),OFFSET('1EPond'!$C$10,12*$X207,4*(PlotControl!$C$6-1),1,1))","v":12069},{"$f":"IF(X207<=7,OFFSET('2EPond'!$D$10,12*$X207,4*(PlotControl!$C$6-1),1,1),OFFSET('1EPond'!$D$10,12*$X207,4*(PlotControl!$C$6-1),1,1))","v":14758},{"$f":"IF(X207<=7,OFFSET('2EPond'!$E$10,12*$X207,4*(PlotControl!$C$6-1),1,1),OFFSET('1EPond'!$E$10,12*$X207,4*(PlotControl!$C$6-1),1,1))","v":20739}]
[null,null,null,null,null,null,null,null,null,null,null,null,null,null,null,null,null,null,null,null,null,null,null,56.916666666667147,{"$f":"IF($X208<=7,OFFSET('2EPond'!$C$10,12*$X208,4*(PlotControl!$C$6-1),1,1),OFFSET('1EPond'!$C$10,12*$X208,4*(PlotControl!$C$6-1),1,1))","v":12066},{"$f":"IF(X208<=7,OFFSET('2EPond'!$D$10,12*$X208,4*(PlotControl!$C$6-1),1,1),OFFSET('1EPond'!$D$10,12*$X208,4*(PlotControl!$C$6-1),1,1))","v":14860},{"$f":"IF(X208<=7,OFFSET('2EPond'!$E$10,12*$X208,4*(PlotControl!$C$6-1),1,1),OFFSET('1EPond'!$E$10,12*$X208,4*(PlotControl!$C$6-1),1,1))","v":20744}]
[null,null,null,null,null,null,null,null,null,null,null,null,null,null,null,null,null,null,null,null,null,null,null,57.000000000000483,{"$f":"IF($X209<=7,OFFSET('2EPond'!$C$10,12*$X209,4*(PlotControl!$C$6-1),1,1),OFFSET('1EPond'!$C$10,12*$X209,4*(PlotControl!$C$6-1),1,1))","v":12079},{"$f":"IF(X209<=7,OFFSET('2EPond'!$D$10,12*$X209,4*(PlotControl!$C$6-1),1,1),OFFSET('1EPond'!$D$10,12*$X209,4*(PlotControl!$C$6-1),1,1))","v":14933},{"$f":"IF(X209<=7,OFFSET('2EPond'!$E$10,12*$X209,4*(PlotControl!$C$6-1),1,1),OFFSET('1EPond'!$E$10,12*$X209,4*(PlotControl!$C$6-1),1,1))","v":20783}]
[null,null,null,null,null,null,null,null,null,null,null,null,null,null,null,null,null,null,null,null,null,null,null,57.083333333333819,{"$f":"IF($X210<=7,OFFSET('2EPond'!$C$10,12*$X210,4*(PlotControl!$C$6-1),1,1),OFFSET('1EPond'!$C$10,12*$X210,4*(PlotControl!$C$6-1),1,1))","v":12077},{"$f":"IF(X210<=7,OFFSET('2EPond'!$D$10,12*$X210,4*(PlotControl!$C$6-1),1,1),OFFSET('1EPond'!$D$10,12*$X210,4*(PlotControl!$C$6-1),1,1))","v":15043},{"$f":"IF(X210<=7,OFFSET('2EPond'!$E$10,12*$X210,4*(PlotControl!$C$6-1),1,1),OFFSET('1EPond'!$E$10,12*$X210,4*(PlotControl!$C$6-1),1,1))","v":20831}]
[null,null,null,null,null,null,null,null,null,null,null,null,null,null,null,null,null,null,null,null,null,null,null,57.166666666667155,{"$f":"IF($X211<=7,OFFSET('2EPond'!$C$10,12*$X211,4*(PlotControl!$C$6-1),1,1),OFFSET('1EPond'!$C$10,12*$X211,4*(PlotControl!$C$6-1),1,1))","v":12120},{"$f":"IF(X211<=7,OFFSET('2EPond'!$D$10,12*$X211,4*(PlotControl!$C$6-1),1,1),OFFSET('1EPond'!$D$10,12*$X211,4*(PlotControl!$C$6-1),1,1))","v":15169},{"$f":"IF(X211<=7,OFFSET('2EPond'!$E$10,12*$X211,4*(PlotControl!$C$6-1),1,1),OFFSET('1EPond'!$E$10,12*$X211,4*(PlotControl!$C$6-1),1,1))","v":20903}]
[null,null,null,null,null,null,null,null,null,null,null,null,null,null,null,null,null,null,null,null,null,null,null,57.25000000000049,{"$f":"IF($X212<=7,OFFSET('2EPond'!$C$10,12*$X212,4*(PlotControl!$C$6-1),1,1),OFFSET('1EPond'!$C$10,12*$X212,4*(PlotControl!$C$6-1),1,1))","v":12171},{"$f":"IF(X212<=7,OFFSET('2EPond'!$D$10,12*$X212,4*(PlotControl!$C$6-1),1,1),OFFSET('1EPond'!$D$10,12*$X212,4*(PlotControl!$C$6-1),1,1))","v":15316},{"$f":"IF(X212<=7,OFFSET('2EPond'!$E$10,12*$X212,4*(PlotControl!$C$6-1),1,1),OFFSET('1EPond'!$E$10,12*$X212,4*(PlotControl!$C$6-1),1,1))","v":21031}]
[null,null,null,null,null,null,null,null,null,null,null,null,null,null,null,null,null,null,null,null,null,null,null,57.333333333333826,{"$f":"IF($X213<=7,OFFSET('2EPond'!$C$10,12*$X213,4*(PlotControl!$C$6-1),1,1),OFFSET('1EPond'!$C$10,12*$X213,4*(PlotControl!$C$6-1),1,1))","v":12246},{"$f":"IF(X213<=7,OFFSET('2EPond'!$D$10,12*$X213,4*(PlotControl!$C$6-1),1,1),OFFSET('1EPond'!$D$10,12*$X213,4*(PlotControl!$C$6-1),1,1))","v":15535},{"$f":"IF(X213<=7,OFFSET('2EPond'!$E$10,12*$X213,4*(PlotControl!$C$6-1),1,1),OFFSET('1EPond'!$E$10,12*$X213,4*(PlotControl!$C$6-1),1,1))","v":21269}]
[null,null,null,null,null,null,null,null,null,null,null,null,null,null,null,null,null,null,null,null,null,null,null,57.416666666667162,{"$f":"IF($X214<=7,OFFSET('2EPond'!$C$10,12*$X214,4*(PlotControl!$C$6-1),1,1),OFFSET('1EPond'!$C$10,12*$X214,4*(PlotControl!$C$6-1),1,1))","v":12212},{"$f":"IF(X214<=7,OFFSET('2EPond'!$D$10,12*$X214,4*(PlotControl!$C$6-1),1,1),OFFSET('1EPond'!$D$10,12*$X214,4*(PlotControl!$C$6-1),1,1))","v":15652},{"$f":"IF(X214<=7,OFFSET('2EPond'!$E$10,12*$X214,4*(PlotControl!$C$6-1),1,1),OFFSET('1EPond'!$E$10,12*$X214,4*(PlotControl!$C$6-1),1,1))","v":21184}]
[null,null,null,null,null,null,null,null,null,null,null,null,null,null,null,null,null,null,null,null,null,null,null,57.500000000000497,{"$f":"IF($X215<=7,OFFSET('2EPond'!$C$10,12*$X215,4*(PlotControl!$C$6-1),1,1),OFFSET('1EPond'!$C$10,12*$X215,4*(PlotControl!$C$6-1),1,1))","v":12094},{"$f":"IF(X215<=7,OFFSET('2EPond'!$D$10,12*$X215,4*(PlotControl!$C$6-1),1,1),OFFSET('1EPond'!$D$10,12*$X215,4*(PlotControl!$C$6-1),1,1))","v":15560},{"$f":"IF(X215<=7,OFFSET('2EPond'!$E$10,12*$X215,4*(PlotControl!$C$6-1),1,1),OFFSET('1EPond'!$E$10,12*$X215,4*(PlotControl!$C$6-1),1,1))","v":21062}]
[null,null,null,null,null,null,null,null,null,null,null,null,null,null,null,null,null,null,null,null,null,null,null,57.583333333333833,{"$f":"IF($X216<=7,OFFSET('2EPond'!$C$10,12*$X216,4*(PlotControl!$C$6-1),1,1),OFFSET('1EPond'!$C$10,12*$X216,4*(PlotControl!$C$6-1),1,1))","v":12042},{"$f":"IF(X216<=7,OFFSET('2EPond'!$D$10,12*$X216,4*(PlotControl!$C$6-1),1,1),OFFSET('1EPond'!$D$10,12*$X216,4*(PlotControl!$C$6-1),1,1))","v":15599},{"$f":"IF(X216<=7,OFFSET('2EPond'!$E$10,12*$X216,4*(PlotControl!$C$6-1),1,1),OFFSET('1EPond'!$E$10,12*$X216,4*(PlotControl!$C$6-1),1,1))","v":21119}]
[null,null,null,null,null,null,null,null,null,null,null,null,null,null,null,null,null,null,null,null,null,null,null,57.666666666667169,{"$f":"IF($X217<=7,OFFSET('2EPond'!$C$10,12*$X217,4*(PlotControl!$C$6-1),1,1),OFFSET('1EPond'!$C$10,12*$X217,4*(PlotControl!$C$6-1),1,1))","v":12061},{"$f":"IF(X217<=7,OFFSET('2EPond'!$D$10,12*$X217,4*(PlotControl!$C$6-1),1,1),OFFSET('1EPond'!$D$10,12*$X217,4*(PlotControl!$C$6-1),1,1))","v":15731},{"$f":"IF(X217<=7,OFFSET('2EPond'!$E$10,12*$X217,4*(PlotControl!$C$6-1),1,1),OFFSET('1EPond'!$E$10,12*$X217,4*(PlotControl!$C$6-1),1,1))","v":21104}]
[null,null,null,null,null,null,null,null,null,null,null,null,null,null,null,null,null,null,null,null,null,null,null,57.750000000000504,{"$f":"IF($X218<=7,OFFSET('2EPond'!$C$10,12*$X218,4*(PlotControl!$C$6-1),1,1),OFFSET('1EPond'!$C$10,12*$X218,4*(PlotControl!$C$6-1),1,1))","v":12003},{"$f":"IF(X218<=7,OFFSET('2EPond'!$D$10,12*$X218,4*(PlotControl!$C$6-1),1,1),OFFSET('1EPond'!$D$10,12*$X218,4*(PlotControl!$C$6-1),1,1))","v":15671},{"$f":"IF(X218<=7,OFFSET('2EPond'!$E$10,12*$X218,4*(PlotControl!$C$6-1),1,1),OFFSET('1EPond'!$E$10,12*$X218,4*(PlotControl!$C$6-1),1,1))","v":20982}]
[null,null,null,null,null,null,null,null,null,null,null,null,null,null,null,null,null,null,null,null,null,null,null,57.83333333333384,{"$f":"IF($X219<=7,OFFSET('2EPond'!$C$10,12*$X219,4*(PlotControl!$C$6-1),1,1),OFFSET('1EPond'!$C$10,12*$X219,4*(PlotControl!$C$6-1),1,1))","v":11963},{"$f":"IF(X219<=7,OFFSET('2EPond'!$D$10,12*$X219,4*(PlotControl!$C$6-1),1,1),OFFSET('1EPond'!$D$10,12*$X219,4*(PlotControl!$C$6-1),1,1))","v":15645},{"$f":"IF(X219<=7,OFFSET('2EPond'!$E$10,12*$X219,4*(PlotControl!$C$6-1),1,1),OFFSET('1EPond'!$E$10,12*$X219,4*(PlotControl!$C$6-1),1,1))","v":20878}]
[null,null,null,null,null,null,null,null,null,null,null,null,null,null,null,null,null,null,null,null,null,null,null,57.916666666667176,{"$f":"IF($X220<=7,OFFSET('2EPond'!$C$10,12*$X220,4*(PlotControl!$C$6-1),1,1),OFFSET('1EPond'!$C$10,12*$X220,4*(PlotControl!$C$6-1),1,1))","v":11962},{"$f":"IF(X220<=7,OFFSET('2EPond'!$D$10,12*$X220,4*(PlotControl!$C$6-1),1,1),OFFSET('1EPond'!$D$10,12*$X220,4*(PlotControl!$C$6-1),1,1))","v":15684},{"$f":"IF(X220<=7,OFFSET('2EPond'!$E$10,12*$X220,4*(PlotControl!$C$6-1),1,1),OFFSET('1EPond'!$E$10,12*$X220,4*(PlotControl!$C$6-1),1,1))","v":20888}]
[null,null,null,null,null,null,null,null,null,null,null,null,null,null,null,null,null,null,null,null,null,null,null,58.000000000000512,{"$f":"IF($X221<=7,OFFSET('2EPond'!$C$10,12*$X221,4*(PlotControl!$C$6-1),1,1),OFFSET('1EPond'!$C$10,12*$X221,4*(PlotControl!$C$6-1),1,1))","v":11967},{"$f":"IF(X221<=7,OFFSET('2EPond'!$D$10,12*$X221,4*(PlotControl!$C$6-1),1,1),OFFSET('1EPond'!$D$10,12*$X221,4*(PlotControl!$C$6-1),1,1))","v":15739},{"$f":"IF(X221<=7,OFFSET('2EPond'!$E$10,12*$X221,4*(PlotControl!$C$6-1),1,1),OFFSET('1EPond'!$E$10,12*$X221,4*(PlotControl!$C$6-1),1,1))","v":20918}]
[null,null,null,null,null,null,null,null,null,null,null,null,null,null,null,null,null,null,null,null,null,null,null,58.083333333333847,{"$f":"IF($X222<=7,OFFSET('2EPond'!$C$10,12*$X222,4*(PlotControl!$C$6-1),1,1),OFFSET('1EPond'!$C$10,12*$X222,4*(PlotControl!$C$6-1),1,1))","v":11991},{"$f":"IF(X222<=7,OFFSET('2EPond'!$D$10,12*$X222,4*(PlotControl!$C$6-1),1,1),OFFSET('1EPond'!$D$10,12*$X222,4*(PlotControl!$C$6-1),1,1))","v":15841},{"$f":"IF(X222<=7,OFFSET('2EPond'!$E$10,12*$X222,4*(PlotControl!$C$6-1),1,1),OFFSET('1EPond'!$E$10,12*$X222,4*(PlotControl!$C$6-1),1,1))","v":20948}]
[null,null,null,null,null,null,null,null,null,null,null,null,null,null,null,null,null,null,null,null,null,null,null,58.166666666667183,{"$f":"IF($X223<=7,OFFSET('2EPond'!$C$10,12*$X223,4*(PlotControl!$C$6-1),1,1),OFFSET('1EPond'!$C$10,12*$X223,4*(PlotControl!$C$6-1),1,1))","v":12036},{"$f":"IF(X223<=7,OFFSET('2EPond'!$D$10,12*$X223,4*(PlotControl!$C$6-1),1,1),OFFSET('1EPond'!$D$10,12*$X223,4*(PlotControl!$C$6-1),1,1))","v":15975},{"$f":"IF(X223<=7,OFFSET('2EPond'!$E$10,12*$X223,4*(PlotControl!$C$6-1),1,1),OFFSET('1EPond'!$E$10,12*$X223,4*(PlotControl!$C$6-1),1,1))","v":20994}]
[null,null,null,null,null,null,null,null,null,null,null,null,null,null,null,null,null,null,null,null,null,null,null,58.250000000000519,{"$f":"IF($X224<=7,OFFSET('2EPond'!$C$10,12*$X224,4*(PlotControl!$C$6-1),1,1),OFFSET('1EPond'!$C$10,12*$X224,4*(PlotControl!$C$6-1),1,1))","v":12118},{"$f":"IF(X224<=7,OFFSET('2EPond'!$D$10,12*$X224,4*(PlotControl!$C$6-1),1,1),OFFSET('1EPond'!$D$10,12*$X224,4*(PlotControl!$C$6-1),1,1))","v":16106},{"$f":"IF(X224<=7,OFFSET('2EPond'!$E$10,12*$X224,4*(PlotControl!$C$6-1),1,1),OFFSET('1EPond'!$E$10,12*$X224,4*(PlotControl!$C$6-1),1,1))","v":21092}]
[null,null,null,null,null,null,null,null,null,null,null,null,null,null,null,null,null,null,null,null,null,null,null,58.333333333333854,{"$f":"IF($X225<=7,OFFSET('2EPond'!$C$10,12*$X225,4*(PlotControl!$C$6-1),1,1),OFFSET('1EPond'!$C$10,12*$X225,4*(PlotControl!$C$6-1),1,1))","v":12204},{"$f":"IF(X225<=7,OFFSET('2EPond'!$D$10,12*$X225,4*(PlotControl!$C$6-1),1,1),OFFSET('1EPond'!$D$10,12*$X225,4*(PlotControl!$C$6-1),1,1))","v":16319},{"$f":"IF(X225<=7,OFFSET('2EPond'!$E$10,12*$X225,4*(PlotControl!$C$6-1),1,1),OFFSET('1EPond'!$E$10,12*$X225,4*(PlotControl!$C$6-1),1,1))","v":21424}]
[null,null,null,null,null,null,null,null,null,null,null,null,null,null,null,null,null,null,null,null,null,null,null,58.41666666666719,{"$f":"IF($X226<=7,OFFSET('2EPond'!$C$10,12*$X226,4*(PlotControl!$C$6-1),1,1),OFFSET('1EPond'!$C$10,12*$X226,4*(PlotControl!$C$6-1),1,1))","v":12182},{"$f":"IF(X226<=7,OFFSET('2EPond'!$D$10,12*$X226,4*(PlotControl!$C$6-1),1,1),OFFSET('1EPond'!$D$10,12*$X226,4*(PlotControl!$C$6-1),1,1))","v":16341},{"$f":"IF(X226<=7,OFFSET('2EPond'!$E$10,12*$X226,4*(PlotControl!$C$6-1),1,1),OFFSET('1EPond'!$E$10,12*$X226,4*(PlotControl!$C$6-1),1,1))","v":21331}]
[null,null,null,null,null,null,null,null,null,null,null,null,null,null,null,null,null,null,null,null,null,null,null,58.500000000000526,{"$f":"IF($X227<=7,OFFSET('2EPond'!$C$10,12*$X227,4*(PlotControl!$C$6-1),1,1),OFFSET('1EPond'!$C$10,12*$X227,4*(PlotControl!$C$6-1),1,1))","v":12090},{"$f":"IF(X227<=7,OFFSET('2EPond'!$D$10,12*$X227,4*(PlotControl!$C$6-1),1,1),OFFSET('1EPond'!$D$10,12*$X227,4*(PlotControl!$C$6-1),1,1))","v":16150},{"$f":"IF(X227<=7,OFFSET('2EPond'!$E$10,12*$X227,4*(PlotControl!$C$6-1),1,1),OFFSET('1EPond'!$E$10,12*$X227,4*(PlotControl!$C$6-1),1,1))","v":21183}]
[null,null,null,null,null,null,null,null,null,null,null,null,null,null,null,null,null,null,null,null,null,null,null,58.583333333333862,{"$f":"IF($X228<=7,OFFSET('2EPond'!$C$10,12*$X228,4*(PlotControl!$C$6-1),1,1),OFFSET('1EPond'!$C$10,12*$X228,4*(PlotControl!$C$6-1),1,1))","v":12056},{"$f":"IF(X228<=7,OFFSET('2EPond'!$D$10,12*$X228,4*(PlotControl!$C$6-1),1,1),OFFSET('1EPond'!$D$10,12*$X228,4*(PlotControl!$C$6-1),1,1))","v":16167},{"$f":"IF(X228<=7,OFFSET('2EPond'!$E$10,12*$X228,4*(PlotControl!$C$6-1),1,1),OFFSET('1EPond'!$E$10,12*$X228,4*(PlotControl!$C$6-1),1,1))","v":21268}]
[null,null,null,null,null,null,null,null,null,null,null,null,null,null,null,null,null,null,null,null,null,null,null,58.666666666667197,{"$f":"IF($X229<=7,OFFSET('2EPond'!$C$10,12*$X229,4*(PlotControl!$C$6-1),1,1),OFFSET('1EPond'!$C$10,12*$X229,4*(PlotControl!$C$6-1),1,1))","v":12095},{"$f":"IF(X229<=7,OFFSET('2EPond'!$D$10,12*$X229,4*(PlotControl!$C$6-1),1,1),OFFSET('1EPond'!$D$10,12*$X229,4*(PlotControl!$C$6-1),1,1))","v":16288},{"$f":"IF(X229<=7,OFFSET('2EPond'!$E$10,12*$X229,4*(PlotControl!$C$6-1),1,1),OFFSET('1EPond'!$E$10,12*$X229,4*(PlotControl!$C$6-1),1,1))","v":21339}]
[null,null,null,null,null,null,null,null,null,null,null,null,null,null,null,null,null,null,null,null,null,null,null,58.750000000000533,{"$f":"IF($X230<=7,OFFSET('2EPond'!$C$10,12*$X230,4*(PlotControl!$C$6-1),1,1),OFFSET('1EPond'!$C$10,12*$X230,4*(PlotControl!$C$6-1),1,1))","v":12028},{"$f":"IF(X230<=7,OFFSET('2EPond'!$D$10,12*$X230,4*(PlotControl!$C$6-1),1,1),OFFSET('1EPond'!$D$10,12*$X230,4*(PlotControl!$C$6-1),1,1))","v":16213},{"$f":"IF(X230<=7,OFFSET('2EPond'!$E$10,12*$X230,4*(PlotControl!$C$6-1),1,1),OFFSET('1EPond'!$E$10,12*$X230,4*(PlotControl!$C$6-1),1,1))","v":21247}]
[null,null,null,null,null,null,null,null,null,null,null,null,null,null,null,null,null,null,null,null,null,null,null,58.833333333333869,{"$f":"IF($X231<=7,OFFSET('2EPond'!$C$10,12*$X231,4*(PlotControl!$C$6-1),1,1),OFFSET('1EPond'!$C$10,12*$X231,4*(PlotControl!$C$6-1),1,1))","v":12038},{"$f":"IF(X231<=7,OFFSET('2EPond'!$D$10,12*$X231,4*(PlotControl!$C$6-1),1,1),OFFSET('1EPond'!$D$10,12*$X231,4*(PlotControl!$C$6-1),1,1))","v":16198},{"$f":"IF(X231<=7,OFFSET('2EPond'!$E$10,12*$X231,4*(PlotControl!$C$6-1),1,1),OFFSET('1EPond'!$E$10,12*$X231,4*(PlotControl!$C$6-1),1,1))","v":21295}]
[null,null,null,null,null,null,null,null,null,null,null,null,null,null,null,null,null,null,null,null,null,null,null,58.916666666667204,{"$f":"IF($X232<=7,OFFSET('2EPond'!$C$10,12*$X232,4*(PlotControl!$C$6-1),1,1),OFFSET('1EPond'!$C$10,12*$X232,4*(PlotControl!$C$6-1),1,1))","v":12057},{"$f":"IF(X232<=7,OFFSET('2EPond'!$D$10,12*$X232,4*(PlotControl!$C$6-1),1,1),OFFSET('1EPond'!$D$10,12*$X232,4*(PlotControl!$C$6-1),1,1))","v":16265},{"$f":"IF(X232<=7,OFFSET('2EPond'!$E$10,12*$X232,4*(PlotControl!$C$6-1),1,1),OFFSET('1EPond'!$E$10,12*$X232,4*(PlotControl!$C$6-1),1,1))","v":21376}]
[null,null,null,null,null,null,null,null,null,null,null,null,null,null,null,null,null,null,null,null,null,null,null,59.00000000000054,{"$f":"IF($X233<=7,OFFSET('2EPond'!$C$10,12*$X233,4*(PlotControl!$C$6-1),1,1),OFFSET('1EPond'!$C$10,12*$X233,4*(PlotControl!$C$6-1),1,1))","v":12060},{"$f":"IF(X233<=7,OFFSET('2EPond'!$D$10,12*$X233,4*(PlotControl!$C$6-1),1,1),OFFSET('1EPond'!$D$10,12*$X233,4*(PlotControl!$C$6-1),1,1))","v":16315},{"$f":"IF(X233<=7,OFFSET('2EPond'!$E$10,12*$X233,4*(PlotControl!$C$6-1),1,1),OFFSET('1EPond'!$E$10,12*$X233,4*(PlotControl!$C$6-1),1,1))","v":21408}]
[null,null,null,null,null,null,null,null,null,null,null,null,null,null,null,null,null,null,null,null,null,null,null,59.083333333333876,{"$f":"IF($X234<=7,OFFSET('2EPond'!$C$10,12*$X234,4*(PlotControl!$C$6-1),1,1),OFFSET('1EPond'!$C$10,12*$X234,4*(PlotControl!$C$6-1),1,1))","v":12097},{"$f":"IF(X234<=7,OFFSET('2EPond'!$D$10,12*$X234,4*(PlotControl!$C$6-1),1,1),OFFSET('1EPond'!$D$10,12*$X234,4*(PlotControl!$C$6-1),1,1))","v":16415},{"$f":"IF(X234<=7,OFFSET('2EPond'!$E$10,12*$X234,4*(PlotControl!$C$6-1),1,1),OFFSET('1EPond'!$E$10,12*$X234,4*(PlotControl!$C$6-1),1,1))","v":21444}]
[null,null,null,null,null,null,null,null,null,null,null,null,null,null,null,null,null,null,null,null,null,null,null,59.166666666667211,{"$f":"IF($X235<=7,OFFSET('2EPond'!$C$10,12*$X235,4*(PlotControl!$C$6-1),1,1),OFFSET('1EPond'!$C$10,12*$X235,4*(PlotControl!$C$6-1),1,1))","v":12140},{"$f":"IF(X235<=7,OFFSET('2EPond'!$D$10,12*$X235,4*(PlotControl!$C$6-1),1,1),OFFSET('1EPond'!$D$10,12*$X235,4*(PlotControl!$C$6-1),1,1))","v":16522},{"$f":"IF(X235<=7,OFFSET('2EPond'!$E$10,12*$X235,4*(PlotControl!$C$6-1),1,1),OFFSET('1EPond'!$E$10,12*$X235,4*(PlotControl!$C$6-1),1,1))","v":21490}]
[null,null,null,null,null,null,null,null,null,null,null,null,null,null,null,null,null,null,null,null,null,null,null,59.250000000000547,{"$f":"IF($X236<=7,OFFSET('2EPond'!$C$10,12*$X236,4*(PlotControl!$C$6-1),1,1),OFFSET('1EPond'!$C$10,12*$X236,4*(PlotControl!$C$6-1),1,1))","v":12195},{"$f":"IF(X236<=7,OFFSET('2EPond'!$D$10,12*$X236,4*(PlotControl!$C$6-1),1,1),OFFSET('1EPond'!$D$10,12*$X236,4*(PlotControl!$C$6-1),1,1))","v":16630},{"$f":"IF(X236<=7,OFFSET('2EPond'!$E$10,12*$X236,4*(PlotControl!$C$6-1),1,1),OFFSET('1EPond'!$E$10,12*$X236,4*(PlotControl!$C$6-1),1,1))","v":21586}]
[null,null,null,null,null,null,null,null,null,null,null,null,null,null,null,null,null,null,null,null,null,null,null,59.333333333333883,{"$f":"IF($X237<=7,OFFSET('2EPond'!$C$10,12*$X237,4*(PlotControl!$C$6-1),1,1),OFFSET('1EPond'!$C$10,12*$X237,4*(PlotControl!$C$6-1),1,1))","v":12265},{"$f":"IF(X237<=7,OFFSET('2EPond'!$D$10,12*$X237,4*(PlotControl!$C$6-1),1,1),OFFSET('1EPond'!$D$10,12*$X237,4*(PlotControl!$C$6-1),1,1))","v":16807},{"$f":"IF(X237<=7,OFFSET('2EPond'!$E$10,12*$X237,4*(PlotControl!$C$6-1),1,1),OFFSET('1EPond'!$E$10,12*$X237,4*(PlotControl!$C$6-1),1,1))","v":21670}]
[null,null,null,null,null,null,null,null,null,null,null,null,null,null,null,null,null,null,null,null,null,null,null,59.416666666667219,{"$f":"IF($X238<=7,OFFSET('2EPond'!$C$10,12*$X238,4*(PlotControl!$C$6-1),1,1),OFFSET('1EPond'!$C$10,12*$X238,4*(PlotControl!$C$6-1),1,1))","v":12202},{"$f":"IF(X238<=7,OFFSET('2EPond'!$D$10,12*$X238,4*(PlotControl!$C$6-1),1,1),OFFSET('1EPond'!$D$10,12*$X238,4*(PlotControl!$C$6-1),1,1))","v":16882},{"$f":"IF(X238<=7,OFFSET('2EPond'!$E$10,12*$X238,4*(PlotControl!$C$6-1),1,1),OFFSET('1EPond'!$E$10,12*$X238,4*(PlotControl!$C$6-1),1,1))","v":21614}]
[null,null,null,null,null,null,null,null,null,null,null,null,null,null,null,null,null,null,null,null,null,null,null,59.500000000000554,{"$f":"IF($X239<=7,OFFSET('2EPond'!$C$10,12*$X239,4*(PlotControl!$C$6-1),1,1),OFFSET('1EPond'!$C$10,12*$X239,4*(PlotControl!$C$6-1),1,1))","v":12095},{"$f":"IF(X239<=7,OFFSET('2EPond'!$D$10,12*$X239,4*(PlotControl!$C$6-1),1,1),OFFSET('1EPond'!$D$10,12*$X239,4*(PlotControl!$C$6-1),1,1))","v":16768},{"$f":"IF(X239<=7,OFFSET('2EPond'!$E$10,12*$X239,4*(PlotControl!$C$6-1),1,1),OFFSET('1EPond'!$E$10,12*$X239,4*(PlotControl!$C$6-1),1,1))","v":21437}]
[null,null,null,null,null,null,null,null,null,null,null,null,null,null,null,null,null,null,null,null,null,null,null,59.58333333333389,{"$f":"IF($X240<=7,OFFSET('2EPond'!$C$10,12*$X240,4*(PlotControl!$C$6-1),1,1),OFFSET('1EPond'!$C$10,12*$X240,4*(PlotControl!$C$6-1),1,1))","v":12065},{"$f":"IF(X240<=7,OFFSET('2EPond'!$D$10,12*$X240,4*(PlotControl!$C$6-1),1,1),OFFSET('1EPond'!$D$10,12*$X240,4*(PlotControl!$C$6-1),1,1))","v":16740},{"$f":"IF(X240<=7,OFFSET('2EPond'!$E$10,12*$X240,4*(PlotControl!$C$6-1),1,1),OFFSET('1EPond'!$E$10,12*$X240,4*(PlotControl!$C$6-1),1,1))","v":21455}]
[null,null,null,null,null,null,null,null,null,null,null,null,null,null,null,null,null,null,null,null,null,null,null,59.666666666667226,{"$f":"IF($X241<=7,OFFSET('2EPond'!$C$10,12*$X241,4*(PlotControl!$C$6-1),1,1),OFFSET('1EPond'!$C$10,12*$X241,4*(PlotControl!$C$6-1),1,1))","v":12056},{"$f":"IF(X241<=7,OFFSET('2EPond'!$D$10,12*$X241,4*(PlotControl!$C$6-1),1,1),OFFSET('1EPond'!$D$10,12*$X241,4*(PlotControl!$C$6-1),1,1))","v":16749},{"$f":"IF(X241<=7,OFFSET('2EPond'!$E$10,12*$X241,4*(PlotControl!$C$6-1),1,1),OFFSET('1EPond'!$E$10,12*$X241,4*(PlotControl!$C$6-1),1,1))","v":21497}]
[null,null,null,null,null,null,null,null,null,null,null,null,null,null,null,null,null,null,null,null,null,null,null,59.750000000000561,{"$f":"IF($X242<=7,OFFSET('2EPond'!$C$10,12*$X242,4*(PlotControl!$C$6-1),1,1),OFFSET('1EPond'!$C$10,12*$X242,4*(PlotControl!$C$6-1),1,1))","v":11982},{"$f":"IF(X242<=7,OFFSET('2EPond'!$D$10,12*$X242,4*(PlotControl!$C$6-1),1,1),OFFSET('1EPond'!$D$10,12*$X242,4*(PlotControl!$C$6-1),1,1))","v":16562},{"$f":"IF(X242<=7,OFFSET('2EPond'!$E$10,12*$X242,4*(PlotControl!$C$6-1),1,1),OFFSET('1EPond'!$E$10,12*$X242,4*(PlotControl!$C$6-1),1,1))","v":21300}]
[null,null,null,null,null,null,null,null,null,null,null,null,null,null,null,null,null,null,null,null,null,null,null,59.833333333333897,{"$f":"IF($X243<=7,OFFSET('2EPond'!$C$10,12*$X243,4*(PlotControl!$C$6-1),1,1),OFFSET('1EPond'!$C$10,12*$X243,4*(PlotControl!$C$6-1),1,1))","v":11966},{"$f":"IF(X243<=7,OFFSET('2EPond'!$D$10,12*$X243,4*(PlotControl!$C$6-1),1,1),OFFSET('1EPond'!$D$10,12*$X243,4*(PlotControl!$C$6-1),1,1))","v":16515},{"$f":"IF(X243<=7,OFFSET('2EPond'!$E$10,12*$X243,4*(PlotControl!$C$6-1),1,1),OFFSET('1EPond'!$E$10,12*$X243,4*(PlotControl!$C$6-1),1,1))","v":21309}]
[null,null,null,null,null,null,null,null,null,null,null,null,null,null,null,null,null,null,null,null,null,null,null,59.916666666667233,{"$f":"IF($X244<=7,OFFSET('2EPond'!$C$10,12*$X244,4*(PlotControl!$C$6-1),1,1),OFFSET('1EPond'!$C$10,12*$X244,4*(PlotControl!$C$6-1),1,1))","v":11990},{"$f":"IF(X244<=7,OFFSET('2EPond'!$D$10,12*$X244,4*(PlotControl!$C$6-1),1,1),OFFSET('1EPond'!$D$10,12*$X244,4*(PlotControl!$C$6-1),1,1))","v":16566},{"$f":"IF(X244<=7,OFFSET('2EPond'!$E$10,12*$X244,4*(PlotControl!$C$6-1),1,1),OFFSET('1EPond'!$E$10,12*$X244,4*(PlotControl!$C$6-1),1,1))","v":21352}]
[null,null,null,null,null,null,null,null,null,null,null,null,null,null,null,null,null,null,null,null,null,null,null,60.000000000000568,{"$f":"IF($X245<=7,OFFSET('2EPond'!$C$10,12*$X245,4*(PlotControl!$C$6-1),1,1),OFFSET('1EPond'!$C$10,12*$X245,4*(PlotControl!$C$6-1),1,1))","v":12021},{"$f":"IF(X245<=7,OFFSET('2EPond'!$D$10,12*$X245,4*(PlotControl!$C$6-1),1,1),OFFSET('1EPond'!$D$10,12*$X245,4*(PlotControl!$C$6-1),1,1))","v":16633},{"$f":"IF(X245<=7,OFFSET('2EPond'!$E$10,12*$X245,4*(PlotControl!$C$6-1),1,1),OFFSET('1EPond'!$E$10,12*$X245,4*(PlotControl!$C$6-1),1,1))","v":21363}]

{"sheet":"Other_All","index":3,"n_rows":245,"n_cols":45,"rows_kept":245,"cut":false,"hidden":false,"merged":[[1,36,1,38],[1,1,1,3],[1,4,1,6],[1,7,1,9],[1,10,1,12],[1,13,1,15],[1,16,1,18],[2,42,2,44],[1,39,1,41],[1,42,1,44],[2,1,2,3],[2,4,2,6],[2,7,2,9],[2,10,2,12],[2,13,2,15],[2,16,2,18],[2,19,2,21],[2,24,2,26],[1,19,1,21],[1,24,1,26],[1,27,1,29],[1,30,1,32],[1,33,1,35],[2,27,2,29],[2,30,2,32],[2,33,2,35],[2,36,2,38],[2,39,2,41]]}
[null,"Values shown for constituent selected on PlotControl tab",null,null,null,null,null,null,null,null,null,null,null,null,null,null,null,null,null,null,null,null,null,null,"Values shown for constituent selected on PlotControl tab"]
[null,"Pond",null,null,{"$f":"PlotControl!$A$16","v":0},null,null,{"$f":"PlotControl!$A$17","v":"Plot"},null,null,{"$f":"PlotControl!$A$18","v":"Annual Max"},null,null,{"$f":"PlotControl!$A$19","v":"Annual Average"},null,null,{"$f":"PlotControl!$A$20","v":0},null,null,{"$f":"PlotControl!$A$21","v":0},null,null,null,null,{"$f":"PlotControl!$A$15","v":"Pond"},null,null,{"$f":"PlotControl!$A$16","v":0},null,null,{"$f":"PlotControl!$A$17","v":"Plot"},null,null,{"$f":"PlotControl!$A$18","v":"Annual Max"},null,null,{"$f":"PlotControl!$A$19","v":"Annual Average"},null,null,{"$f":"PlotControl!$A$20","v":0},null,null,{"$f":"PlotControl!$A$21","v":0}]
[null,"Annual Project Results",null,null,"Annual Project Results",null,null,"Annual Project Results",null,null,"Annual Project Results",null,null,"Annual Project Results",null,null,"Annual Project Results",null,null,"Annual Project Results",null,null,null,null,"Monthly Project Results",null,null,"Monthly Project Results",null,null,"Monthly Project Results",null,null,"Monthly Project Results",null,null,"Monthly Project Results",null,null,"Monthly Project Results",null,null,"Monthly Project Results"]
["Time","P10","P50","P90","P10","P50","P90","P10","P50","P90","P10","P50","P90","P10","P50","P90","P10","P50","P90","P10","P50","P90",null,"Time","P10","P50","P90","P10","P50","P90","P10","P50","P90","P10","P50","P90","P10","P50","P90","P10","P50","P90","P10","P50","P90"]
[0,{"$f":"IF(PlotControl!$B$4 = \"Annual Max\",MAX(OFFSET(Other_2EPond!$C$10,12*$A5,4*(PlotControl!$C$6-1),12,1)),AVERAGE(OFFSET(Other_2EPond!$C$10,12*$A5,4*(PlotControl!$C$6-1),12,1)))","v":130000},{"$f":"IF(PlotControl!$B$4 = \"Annual Max\",MAX(OFFSET(Other_2EPond!$D$10,12*$A5,4*(PlotControl!$C$6-1),12,1)),AVERAGE(OFFSET(Other_2EPond!$D$10,12*$A5,4*(PlotControl!$C$6-1),12,1)))","v":131870},{"$f":"IF(PlotControl!$B$4 = \"Annual Max\",MAX(OFFSET(Other_2EPond!$E$10,12*$A5,4*(PlotControl!$C$6-1),12,1)),AVERAGE(OFFSET(Other_2EPond!$E$10,12*$A5,4*(PlotControl!$C$6-1),12,1)))","v":139420},null,null,null,null,null,null,null,null,null,null,null,null,null,null,null,null,null,null,null,{"$f":"PlotControl!$B$10","v":40},{"$f":"IF($X5<=7,OFFSET('2EPond'!$C$10,12*$X5,4*(PlotControl!$C$6-1),1,1),OFFSET('1EPond'!$C$10,12*$X5,4*(PlotControl!$C$6-1),1,1))","v":17516},{"$f":"IF(X5<=7,OFFSET('2EPond'!$D$10,12*$X5,4*(PlotControl!$C$6-1),1,1),OFFSET('1EPond'!$D$10,12*$X5,4*(PlotControl!$C$6-1),1,1))","v":18592},{"$f":"IF(X5<=7,OFFSET('2EPond'!$E$10,12*$X5,4*(PlotControl!$C$6-1),1,1),OFFSET('1EPond'!$E$10,12*$X5,4*(PlotControl!$C$6-1),1,1))","v":19604}]
[1,{"$f":"IF(PlotControl!$B$4 = \"Annual Max\",MAX(OFFSET(Other_2EPond!$C$10,12*$A6,4*(PlotControl!$C$6-1),12,1)),AVERAGE(OFFSET(Other_2EPond!$C$10,12*$A6,4*(PlotControl!$C$6-1),12,1)))","v":148180},{"$f":"IF(PlotControl!$B$4 = \"Annual Max\",MAX(OFFSET(Other_2EPond!$D$10,12*$A6,4*(PlotControl!$C$6-1),12,1)),AVERAGE(OFFSET(Other_2EPond!$D$10,12*$A6,4*(PlotControl!$C$6-1),12,1)))","v":163510},{"$f":"IF(PlotControl!$B$4 = \"Annual Max\",MAX(OFFSET(Other_2EPond!$E$10,12*$A6,4*(PlotControl!$C$6-1),12,1)),AVERAGE(OFFSET(Other_2EPond!$E$10,12*$A6,4*(PlotControl!$C$6-1),12,1)))","v":173000},null,null,null,null,null,null,null,null,null,null,null,null,null,null,null,null,null,null,null,{"$f":"X5+1/12","v":40.083333333333336},{"$f":"IF($X6<=7,OFFSET('2EPond'!$C$10,12*$X6,4*(PlotControl!$C$6-1),1,1),OFFSET('1EPond'!$C$10,12*$X6,4*(PlotControl!$C$6-1),1,1))","v":17462},{"$f":"IF(X6<=7,OFFSET('2EPond'!$D$10,12*$X6,4*(PlotControl!$C$6-1),1,1),OFFSET('1EPond'!$D$10,12*$X6,4*(PlotControl!$C$6-1),1,1))","v":18510},{"$f":"IF(X6<=7,OFFSET('2EPond'!$E$10,12*$X6,4*(PlotControl!$C$6-1),1,1),OFFSET('1EPond'!$E$10,12*$X6,4*(PlotControl!$C$6-1),1,1))","v":19481}]
[2,{"$f":"IF(PlotControl!$B$4 = \"Annual Max\",MAX(OFFSET(Other_2EPond!$C$10,12*$A7,4*(PlotControl!$C$6-1),12,1)),AVERAGE(OFFSET(Other_2EPond!$C$10,12*$A7,4*(PlotControl!$C$6-1),12,1)))","v":169390},{"$f":"IF(PlotControl!$B$4 = \"Annual Max\",MAX(OFFSET(Other_2EPond!$D$10,12*$A7,4*(PlotControl!$C$6-1),12,1)),AVERAGE(OFFSET(Other_2EPond!$D$10,12*$A7,4*(PlotControl!$C$6-1),12,1)))","v":180980},{"$f":"IF(PlotControl!$B$4 = \"Annual Max\",MAX(OFFSET(Other_2EPond!$E$10,12*$A7,4*(PlotControl!$C$6-1),12,1)),AVERAGE(OFFSET(Other_2EPond!$E$10,12*$A7,4*(PlotControl!$C$6-1),12,1)))","v":191520},null,null,null,null,null,null,null,null,null,null,null,null,null,null,null,null,null,null,null,{"$f":"X6+1/12","v":40.166666666666671},{"$f":"IF($X7<=7,OFFSET('2EPond'!$C$10,12*$X7,4*(PlotControl!$C$6-1),1,1),OFFSET('1EPond'!$C$10,12*$X7,4*(PlotControl!$C$6-1),1,1))","v":17413},{"$f":"IF(X7<=7,OFFSET('2EPond'!$D$10,12*$X7,4*(PlotControl!$C$6-1),1,1),OFFSET('1EPond'!$D$10,12*$X7,4*(PlotControl!$C$6-1),1,1))","v":18421},{"$f":"IF(X7<=7,OFFSET('2EPond'!$E$10,12*$X7,4*(PlotControl!$C$6-1),1,1),OFFSET('1EPond'!$E$10,12*$X7,4*(PlotControl!$C$6-1),1,1))","v":19364}]
[3,{"$f":"IF(PlotControl!$B$4 = \"Annual Max\",MAX(OFFSET(Other_2EPond!$C$10,12*$A8,4*(PlotControl!$C$6-1),12,1)),AVERAGE(OFFSET(Other_2EPond!$C$10,12*$A8,4*(PlotControl!$C$6-1),12,1)))","v":181250},{"$f":"IF(PlotControl!$B$4 = \"Annual Max\",MAX(OFFSET(Other_2EPond!$D$10,12*$A8,4*(PlotControl!$C$6-1),12,1)),AVERAGE(OFFSET(Other_2EPond!$D$10,12*$A8,4*(PlotControl!$C$6-1),12,1)))","v":193550},{"$f":"IF(PlotControl!$B$4 = \"Annual Max\",MAX(OFFSET(Other_2EPond!$E$10,12*$A8,4*(PlotControl!$C$6-1),12,1)),AVERAGE(OFFSET(Other_2EPond!$E$10,12*$A8,4*(PlotControl!$C$6-1),12,1)))","v":204710},null,null,null,null,null,null,null,null,null,null,null,null,null,null,null,null,null,null,null,40.250000000000007,{"$f":"IF($X8<=7,OFFSET('2EPond'!$C$10,12*$X8,4*(PlotControl!$C$6-1),1,1),OFFSET('1EPond'!$C$10,12*$X8,4*(PlotControl!$C$6-1),1,1))","v":17407},{"$f":"IF(X8<=7,OFFSET('2EPond'!$D$10,12*$X8,4*(PlotControl!$C$6-1),1,1),OFFSET('1EPond'!$D$10,12*$X8,4*(PlotControl!$C$6-1),1,1))","v":18406},{"$f":"IF(X8<=7,OFFSET('2EPond'!$E$10,12*$X8,4*(PlotControl!$C$6-1),1,1),OFFSET('1EPond'!$E$10,12*$X8,4*(PlotControl!$C$6-1),1,1))","v":19320}]
[4,{"$f":"IF(PlotControl!$B$4 = \"Annual Max\",MAX(OFFSET(Other_2EPond!$C$10,12*$A9,4*(PlotControl!$C$6-1),12,1)),AVERAGE(OFFSET(Other_2EPond!$C$10,12*$A9,4*(PlotControl!$C$6-1),12,1)))","v":190200},{"$f":"IF(PlotControl!$B$4 = \"Annual Max\",MAX(OFFSET(Other_2EPond!$D$10,12*$A9,4*(PlotControl!$C$6-1),12,1)),AVERAGE(OFFSET(Other_2EPond!$D$10,12*$A9,4*(PlotControl!$C$6-1),12,1)))","v":201950},{"$f":"IF(PlotControl!$B$4 = \"Annual Max\",MAX(OFFSET(Other_2EPond!$E$10,12*$A9,4*(PlotControl!$C$6-1),12,1)),AVERAGE(OFFSET(Other_2EPond!$E$10,12*$A9,4*(PlotControl!$C$6-1),12,1)))","v":214470},null,null,null,null,null,null,null,null,null,null,null,null,null,null,null,null,null,null,null,40.333333333333343,{"$f":"IF($X9<=7,OFFSET('2EPond'!$C$10,12*$X9,4*(PlotControl!$C$6-1),1,1),OFFSET('1EPond'!$C$10,12*$X9,4*(PlotControl!$C$6-1),1,1))","v":17423},{"$f":"IF(X9<=7,OFFSET('2EPond'!$D$10,12*$X9,4*(PlotControl!$C$6-1),1,1),OFFSET('1EPond'!$D$10,12*$X9,4*(PlotControl!$C$6-1),1,1))","v":18411},{"$f":"IF(X9<=7,OFFSET('2EPond'!$E$10,12*$X9,4*(PlotControl!$C$6-1),1,1),OFFSET('1EPond'!$E$10,12*$X9,4*(PlotControl!$C$6-1),1,1))","v":19329}]
[5,{"$f":"IF(PlotControl!$B$4 = \"Annual Max\",MAX(OFFSET(Other_2EPond!$C$10,12*$A10,4*(PlotControl!$C$6-1),12,1)),AVERAGE(OFFSET(Other_2EPond!$C$10,12*$A10,4*(PlotControl!$C$6-1),12,1)))","v":201970},{"$f":"IF(PlotControl!$B$4 = \"Annual Max\",MAX(OFFSET(Other_2EPond!$D$10,12*$A10,4*(PlotControl!$C$6-1),12,1)),AVERAGE(OFFSET(Other_2EPond!$D$10,12*$A10,4*(PlotControl!$C$6-1),12,1)))","v":214500},{"$f":"IF(PlotControl!$B$4 = \"Annual Max\",MAX(OFFSET(Other_2EPond!$E$10,12*$A10,4*(PlotControl!$C$6-1),12,1)),AVERAGE(OFFSET(Other_2EPond!$E$10,12*$A10,4*(PlotControl!$C$6-1),12,1)))","v":228120},null,null,null,null,null,null,null,null,null,null,null,null,null,null,null,null,null,null,null,40.416666666666679,{"$f":"IF($X10<=7,OFFSET('2EPond'!$C$10,12*$X10,4*(PlotControl!$C$6-1),1,1),OFFSET('1EPond'!$C$10,12*$X10,4*(PlotControl!$C$6-1),1,1))","v":17327},{"$f":"IF(X10<=7,OFFSET('2EPond'!$D$10,12*$X10,4*(PlotControl!$C$6-1),1,1),OFFSET('1EPond'!$D$10,12*$X10,4*(PlotControl!$C$6-1),1,1))","v":18324},{"$f":"IF(X10<=7,OFFSET('2EPond'!$E$10,12*$X10,4*(PlotControl!$C$6-1),1,1),OFFSET('1EPond'!$E$10,12*$X10,4*(PlotControl!$C$6-1),1,1))","v":19231}]
[6,{"$f":"IF(PlotControl!$B$4 = \"Annual Max\",MAX(OFFSET(Other_2EPond!$C$10,12*$A11,4*(PlotControl!$C$6-1),12,1)),AVERAGE(OFFSET(Other_2EPond!$C$10,12*$A11,4*(PlotControl!$C$6-1),12,1)))","v":219850},{"$f":"IF(PlotControl!$B$4 = \"Annual Max\",MAX(OFFSET(Other_2EPond!$D$10,12*$A11,4*(PlotControl!$C$6-1),12,1)),AVERAGE(OFFSET(Other_2EPond!$D$10,12*$A11,4*(PlotControl!$C$6-1),12,1)))","v":235230},{"$f":"IF(PlotControl!$B$4 = \"Annual Max\",MAX(OFFSET(Other_2EPond!$E$10,12*$A11,4*(PlotControl!$C$6-1),12,1)),AVERAGE(OFFSET(Other_2EPond!$E$10,12*$A11,4*(PlotControl!$C$6-1),12,1)))","v":251500},null,null,null,null,null,null,null,null,null,null,null,null,null,null,null,null,null,null,null,40.500000000000014,{"$f":"IF($X11<=7,OFFSET('2EPond'!$C$10,12*$X11,4*(PlotControl!$C$6-1),1,1),OFFSET('1EPond'!$C$10,12*$X11,4*(PlotControl!$C$6-1),1,1))","v":17146},{"$f":"IF(X11<=7,OFFSET('2EPond'!$D$10,12*$X11,4*(PlotControl!$C$6-1),1,1),OFFSET('1EPond'!$D$10,12*$X11,4*(PlotControl!$C$6-1),1,1))","v":18183},{"$f":"IF(X11<=7,OFFSET('2EPond'!$E$10,12*$X11,4*(PlotControl!$C$6-1),1,1),OFFSET('1EPond'!$E$10,12*$X11,4*(PlotControl!$C$6-1),1,1))","v":19054}]
[7,{"$f":"IF(PlotControl!$B$4 = \"Annual Max\",MAX(OFFSET(Other_1EPond!$C$10,12*$A12,4*(PlotControl!$C$6-1),12,1)),AVERAGE(OFFSET(Other_1EPond!$C$10,12*$A12,4*(PlotControl!$C$6-1),12,1)))","v":212510},{"$f":"IF(PlotControl!$B$4 = \"Annual Max\",MAX(OFFSET(Other_1EPond!$D$10,12*$A12,4*(PlotControl!$C$6-1),12,1)),AVERAGE(OFFSET(Other_1EPond!$D$10,12*$A12,4*(PlotControl!$C$6-1),12,1)))","v":227440},{"$f":"IF(PlotControl!$B$4 = \"Annual Max\",MAX(OFFSET(Other_1EPond!$E$10,12*$A12,4*(PlotControl!$C$6-1),12,1)),AVERAGE(OFFSET(Other_1EPond!$E$10,12*$A12,4*(PlotControl!$C$6-1),12,1)))","v":241160},null,null,null,null,null,null,null,null,null,null,null,null,null,null,null,null,null,null,null,40.58333333333335,{"$f":"IF($X12<=7,OFFSET('2EPond'!$C$10,12*$X12,4*(PlotControl!$C$6-1),1,1),OFFSET('1EPond'!$C$10,12*$X12,4*(PlotControl!$C$6-1),1,1))","v":17060},{"$f":"IF(X12<=7,OFFSET('2EPond'!$D$10,12*$X12,4*(PlotControl!$C$6-1),1,1),OFFSET('1EPond'!$D$10,12*$X12,4*(PlotControl!$C$6-1),1,1))","v":18119},{"$f":"IF(X12<=7,OFFSET('2EPond'!$E$10,12*$X12,4*(PlotControl!$C$6-1),1,1),OFFSET('1EPond'!$E$10,12*$X12,4*(PlotControl!$C$6-1),1,1))","v":18993}]
[8,{"$f":"IF(PlotControl!$B$4 = \"Annual Max\",MAX(OFFSET(Other_1EPond!$C$10,12*$A13,4*(PlotControl!$C$6-1),12,1)),AVERAGE(OFFSET(Other_1EPond!$C$10,12*$A13,4*(PlotControl!$C$6-1),12,1)))","v":250330},{"$f":"IF(PlotControl!$B$4 = \"Annual Max\",MAX(OFFSET(Other_1EPond!$D$10,12*$A13,4*(PlotControl!$C$6-1),12,1)),AVERAGE(OFFSET(Other_1EPond!$D$10,12*$A13,4*(PlotControl!$C$6-1),12,1)))","v":263340},{"$f":"IF(PlotControl!$B$4 = \"Annual Max\",MAX(OFFSET(Other_1EPond!$E$10,12*$A13,4*(PlotControl!$C$6-1),12,1)),AVERAGE(OFFSET(Other_1EPond!$E$10,12*$A13,4*(PlotControl!$C$6-1),12,1)))","v":277240},null,null,null,null,null,null,null,null,null,null,null,null,null,null,null,null,null,null,null,40.666666666666686,{"$f":"IF($X13<=7,OFFSET('2EPond'!$C$10,12*$X13,4*(PlotControl!$C$6-1),1,1),OFFSET('1EPond'!$C$10,12*$X13,4*(PlotControl!$C$6-1),1,1))","v":16952},{"$f":"IF(X13<=7,OFFSET('2EPond'!$D$10,12*$X13,4*(PlotControl!$C$6-1),1,1),OFFSET('1EPond'!$D$10,12*$X13,4*(PlotControl!$C$6-1),1,1))","v":18061},{"$f":"IF(X13<=7,OFFSET('2EPond'!$E$10,12*$X13,4*(PlotControl!$C$6-1),1,1),OFFSET('1EPond'!$E$10,12*$X13,4*(PlotControl!$C$6-1),1,1))","v":18964}]
[9,{"$f":"IF(PlotControl!$B$4 = \"Annual Max\",MAX(OFFSET(Other_1EPond!$C$10,12*$A14,4*(PlotControl!$C$6-1),12,1)),AVERAGE(OFFSET(Other_1EPond!$C$10,12*$A14,4*(PlotControl!$C$6-1),12,1)))","v":266950},{"$f":"IF(PlotControl!$B$4 = \"Annual Max\",MAX(OFFSET(Other_1EPond!$D$10,12*$A14,4*(PlotControl!$C$6-1),12,1)),AVERAGE(OFFSET(Other_1EPond!$D$10,12*$A14,4*(PlotControl!$C$6-1),12,1)))","v":281230},{"$f":"IF(PlotControl!$B$4 = \"Annual Max\",MAX(OFFSET(Other_1EPond!$E$10,12*$A14,4*(PlotControl!$C$6-1),12,1)),AVERAGE(OFFSET(Other_1EPond!$E$10,12*$A14,4*(PlotControl!$C$6-1),12,1)))","v":294380},null,null,null,null,null,null,null,null,null,null,null,null,null,null,null,null,null,null,null,40.750000000000021,{"$f":"IF($X14<=7,OFFSET('2EPond'!$C$10,12*$X14,4*(PlotControl!$C$6-1),1,1),OFFSET('1EPond'!$C$10,12*$X14,4*(PlotControl!$C$6-1),1,1))","v":16814},{"$f":"IF(X14<=7,OFFSET('2EPond'!$D$10,12*$X14,4*(PlotControl!$C$6-1),1,1),OFFSET('1EPond'!$D$10,12*$X14,4*(PlotControl!$C$6-1),1,1))","v":17929},{"$f":"IF(X14<=7,OFFSET('2EPond'!$E$10,12*$X14,4*(PlotControl!$C$6-1),1,1),OFFSET('1EPond'!$E$10,12*$X14,4*(PlotControl!$C$6-1),1,1))","v":18873}]
[10,{"$f":"IF(PlotControl!$B$4 = \"Annual Max\",MAX(OFFSET(Other_1EPond!$C$10,12*$A15,4*(PlotControl!$C$6-1),12,1)),AVERAGE(OFFSET(Other_1EPond!$C$10,12*$A15,4*(PlotControl!$C$6-1),12,1)))","v":281810},{"$f":"IF(PlotControl!$B$4 = \"Annual Max\",MAX(OFFSET(Other_1EPond!$D$10,12*$A15,4*(PlotControl!$C$6-1),12,1)),AVERAGE(OFFSET(Other_1EPond!$D$10,12*$A15,4*(PlotControl!$C$6-1),12,1)))","v":297430},{"$f":"IF(PlotControl!$B$4 = \"Annual Max\",MAX(OFFSET(Other_1EPond!$E$10,12*$A15,4*(PlotControl!$C$6-1),12,1)),AVERAGE(OFFSET(Other_1EPond!$E$10,12*$A15,4*(PlotControl!$C$6-1),12,1)))","v":313720},null,null,null,null,null,null,null,null,null,null,null,null,null,null,null,null,null,null,null,40.833333333333357,{"$f":"IF($X15<=7,OFFSET('2EPond'!$C$10,12*$X15,4*(PlotControl!$C$6-1),1,1),OFFSET('1EPond'!$C$10,12*$X15,4*(PlotControl!$C$6-1),1,1))","v":16723},{"$f":"IF(X15<=7,OFFSET('2EPond'!$D$10,12*$X15,4*(PlotControl!$C$6-1),1,1),OFFSET('1EPond'!$D$10,12*$X15,4*(PlotControl!$C$6-1),1,1))","v":17837},{"$f":"IF(X15<=7,OFFSET('2EPond'!$E$10,12*$X15,4*(PlotControl!$C$6-1),1,1),OFFSET('1EPond'!$E$10,12*$X15,4*(PlotControl!$C$6-1),1,1))","v":18784}]
[11,{"$f":"IF(PlotControl!$B$4 = \"Annual Max\",MAX(OFFSET(Other_1EPond!$C$10,12*$A16,4*(PlotControl!$C$6-1),12,1)),AVERAGE(OFFSET(Other_1EPond!$C$10,12*$A16,4*(PlotControl!$C$6-1),12,1)))","v":313150},{"$f":"IF(PlotControl!$B$4 = \"Annual Max\",MAX(OFFSET(Other_1EPond!$D$10,12*$A16,4*(PlotControl!$C$6-1),12,1)),AVERAGE(OFFSET(Other_1EPond!$D$10,12*$A16,4*(PlotControl!$C$6-1),12,1)))","v":336440},{"$f":"IF(PlotControl!$B$4 = \"Annual Max\",MAX(OFFSET(Other_1EPond!$E$10,12*$A16,4*(PlotControl!$C$6-1),12,1)),AVERAGE(OFFSET(Other_1EPond!$E$10,12*$A16,4*(PlotControl!$C$6-1),12,1)))","v":358350},null,null,null,null,null,null,null,null,null,null,null,null,null,null,null,null,null,null,null,40.916666666666693,{"$f":"IF($X16<=7,OFFSET('2EPond'!$C$10,12*$X16,4*(PlotControl!$C$6-1),1,1),OFFSET('1EPond'!$C$10,12*$X16,4*(PlotControl!$C$6-1),1,1))","v":16677},{"$f":"IF(X16<=7,OFFSET('2EPond'!$D$10,12*$X16,4*(PlotControl!$C$6-1),1,1),OFFSET('1EPond'!$D$10,12*$X16,4*(PlotControl!$C$6-1),1,1))","v":17760},{"$f":"IF(X16<=7,OFFSET('2EPond'!$E$10,12*$X16,4*(PlotControl!$C$6-1),1,1),OFFSET('1EPond'!$E$10,12*$X16,4*(PlotControl!$C$6-1),1,1))","v":18683}]
[12,{"$f":"IF(PlotControl!$B$4 = \"Annual Max\",MAX(OFFSET(Other_1EPond!$C$10,12*$A17,4*(PlotControl!$C$6-1),12,1)),AVERAGE(OFFSET(Other_1EPond!$C$10,12*$A17,4*(PlotControl!$C$6-1),12,1)))","v":343000},{"$f":"IF(PlotControl!$B$4 = \"Annual Max\",MAX(OFFSET(Other_1EPond!$D$10,12*$A17,4*(PlotControl!$C$6-1),12,1)),AVERAGE(OFFSET(Other_1EPond!$D$10,12*$A17,4*(PlotControl!$C$6-1),12,1)))","v":370040},{"$f":"IF(PlotControl!$B$4 = \"Annual Max\",MAX(OFFSET(Other_1EPond!$E$10,12*$A17,4*(PlotControl!$C$6-1),12,1)),AVERAGE(OFFSET(Other_1EPond!$E$10,12*$A17,4*(PlotControl!$C$6-1),12,1)))","v":397250},null,null,null,null,null,null,null,null,null,null,null,null,null,null,null,null,null,null,null,41.000000000000028,{"$f":"IF($X17<=7,OFFSET('2EPond'!$C$10,12*$X17,4*(PlotControl!$C$6-1),1,1),OFFSET('1EPond'!$C$10,12*$X17,4*(PlotControl!$C$6-1),1,1))","v":16599},{"$f":"IF(X17<=7,OFFSET('2EPond'!$D$10,12*$X17,4*(PlotControl!$C$6-1),1,1),OFFSET('1EPond'!$D$10,12*$X17,4*(PlotControl!$C$6-1),1,1))","v":17665},{"$f":"IF(X17<=7,OFFSET('2EPond'!$E$10,12*$X17,4*(PlotControl!$C$6-1),1,1),OFFSET('1EPond'!$E$10,12*$X17,4*(PlotControl!$C$6-1),1,1))","v":18560}]
[13,{"$f":"IF(PlotControl!$B$4 = \"Annual Max\",MAX(OFFSET(Other_1EPond!$C$10,12*$A18,4*(PlotControl!$C$6-1),12,1)),AVERAGE(OFFSET(Other_1EPond!$C$10,12*$A18,4*(PlotControl!$C$6-1),12,1)))","v":350890},{"$f":"IF(PlotControl!$B$4 = \"Annual Max\",MAX(OFFSET(Other_1EPond!$D$10,12*$A18,4*(PlotControl!$C$6-1),12,1)),AVERAGE(OFFSET(Other_1EPond!$D$10,12*$A18,4*(PlotControl!$C$6-1),12,1)))","v":376970},{"$f":"IF(PlotControl!$B$4 = \"Annual Max\",MAX(OFFSET(Other_1EPond!$E$10,12*$A18,4*(PlotControl!$C$6-1),12,1)),AVERAGE(OFFSET(Other_1EPond!$E$10,12*$A18,4*(PlotControl!$C$6-1),12,1)))","v":399910},null,null,null,null,null,null,null,null,null,null,null,null,null,null,null,null,null,null,null,41.083333333333364,{"$f":"IF($X18<=7,OFFSET('2EPond'!$C$10,12*$X18,4*(PlotControl!$C$6-1),1,1),OFFSET('1EPond'!$C$10,12*$X18,4*(PlotControl!$C$6-1),1,1))","v":16565},{"$f":"IF(X18<=7,OFFSET('2EPond'!$D$10,12*$X18,4*(PlotControl!$C$6-1),1,1),OFFSET('1EPond'!$D$10,12*$X18,4*(PlotControl!$C$6-1),1,1))","v":17582},{"$f":"IF(X18<=7,OFFSET('2EPond'!$E$10,12*$X18,4*(PlotControl!$C$6-1),1,1),OFFSET('1EPond'!$E$10,12*$X18,4*(PlotControl!$C$6-1),1,1))","v":18453}]
[14,{"$f":"IF(PlotControl!$B$4 = \"Annual Max\",MAX(OFFSET(Other_1EPond!$C$10,12*$A19,4*(PlotControl!$C$6-1),12,1)),AVERAGE(OFFSET(Other_1EPond!$C$10,12*$A19,4*(PlotControl!$C$6-1),12,1)))","v":344770},{"$f":"IF(PlotControl!$B$4 = \"Annual Max\",MAX(OFFSET(Other_1EPond!$D$10,12*$A19,4*(PlotControl!$C$6-1),12,1)),AVERAGE(OFFSET(Other_1EPond!$D$10,12*$A19,4*(PlotControl!$C$6-1),12,1)))","v":371210},{"$f":"IF(PlotControl!$B$4 = \"Annual Max\",MAX(OFFSET(Other_1EPond!$E$10,12*$A19,4*(PlotControl!$C$6-1),12,1)),AVERAGE(OFFSET(Other_1EPond!$E$10,12*$A19,4*(PlotControl!$C$6-1),12,1)))","v":395330},null,null,null,null,null,null,null,null,null,null,null,null,null,null,null,null,null,null,null,41.1666666666667,{"$f":"IF($X19<=7,OFFSET('2EPond'!$C$10,12*$X19,4*(PlotControl!$C$6-1),1,1),OFFSET('1EPond'!$C$10,12*$X19,4*(PlotControl!$C$6-1),1,1))","v":16548},{"$f":"IF(X19<=7,OFFSET('2EPond'!$D$10,12*$X19,4*(PlotControl!$C$6-1),1,1),OFFSET('1EPond'!$D$10,12*$X19,4*(PlotControl!$C$6-1),1,1))","v":17526},{"$f":"IF(X19<=7,OFFSET('2EPond'!$E$10,12*$X19,4*(PlotControl!$C$6-1),1,1),OFFSET('1EPond'!$E$10,12*$X19,4*(PlotControl!$C$6-1),1,1))","v":18383}]
[15,{"$f":"IF(PlotControl!$B$4 = \"Annual Max\",MAX(OFFSET(Other_1EPond!$C$10,12*$A20,4*(PlotControl!$C$6-1),12,1)),AVERAGE(OFFSET(Other_1EPond!$C$10,12*$A20,4*(PlotControl!$C$6-1),12,1)))","v":335340},{"$f":"IF(PlotControl!$B$4 = \"Annual Max\",MAX(OFFSET(Other_1EPond!$D$10,12*$A20,4*(PlotControl!$C$6-1),12,1)),AVERAGE(OFFSET(Other_1EPond!$D$10,12*$A20,4*(PlotControl!$C$6-1),12,1)))","v":359190},{"$f":"IF(PlotControl!$B$4 = \"Annual Max\",MAX(OFFSET(Other_1EPond!$E$10,12*$A20,4*(PlotControl!$C$6-1),12,1)),AVERAGE(OFFSET(Other_1EPond!$E$10,12*$A20,4*(PlotControl!$C$6-1),12,1)))","v":385240},null,null,null,null,null,null,null,null,null,null,null,null,null,null,null,null,null,null,null,41.250000000000036,{"$f":"IF($X20<=7,OFFSET('2EPond'!$C$10,12*$X20,4*(PlotControl!$C$6-1),1,1),OFFSET('1EPond'!$C$10,12*$X20,4*(PlotControl!$C$6-1),1,1))","v":16596},{"$f":"IF(X20<=7,OFFSET('2EPond'!$D$10,12*$X20,4*(PlotControl!$C$6-1),1,1),OFFSET('1EPond'!$D$10,12*$X20,4*(PlotControl!$C$6-1),1,1))","v":17522},{"$f":"IF(X20<=7,OFFSET('2EPond'!$E$10,12*$X20,4*(PlotControl!$C$6-1),1,1),OFFSET('1EPond'!$E$10,12*$X20,4*(PlotControl!$C$6-1),1,1))","v":18368}]
[16,{"$f":"IF(PlotControl!$B$4 = \"Annual Max\",MAX(OFFSET(Other_1EPond!$C$10,12*$A21,4*(PlotControl!$C$6-1),12,1)),AVERAGE(OFFSET(Other_1EPond!$C$10,12*$A21,4*(PlotControl!$C$6-1),12,1)))","v":335970},{"$f":"IF(PlotControl!$B$4 = \"Annual Max\",MAX(OFFSET(Other_1EPond!$D$10,12*$A21,4*(PlotControl!$C$6-1),12,1)),AVERAGE(OFFSET(Other_1EPond!$D$10,12*$A21,4*(PlotControl!$C$6-1),12,1)))","v":362440},{"$f":"IF(PlotControl!$B$4 = \"Annual Max\",MAX(OFFSET(Other_1EPond!$E$10,12*$A21,4*(PlotControl!$C$6-1),12,1)),AVERAGE(OFFSET(Other_1EPond!$E$10,12*$A21,4*(PlotControl!$C$6-1),12,1)))","v":391210},null,null,null,null,null,null,null,null,null,null,null,null,null,null,null,null,null,null,null,41.333333333333371,{"$f":"IF($X21<=7,OFFSET('2EPond'!$C$10,12*$X21,4*(PlotControl!$C$6-1),1,1),OFFSET('1EPond'!$C$10,12*$X21,4*(PlotControl!$C$6-1),1,1))","v":16651},{"$f":"IF(X21<=7,OFFSET('2EPond'!$D$10,12*$X21,4*(PlotControl!$C$6-1),1,1),OFFSET('1EPond'!$D$10,12*$X21,4*(PlotControl!$C$6-1),1,1))","v":17528},{"$f":"IF(X21<=7,OFFSET('2EPond'!$E$10,12*$X21,4*(PlotControl!$C$6-1),1,1),OFFSET('1EPond'!$E$10,12*$X21,4*(PlotControl!$C$6-1),1,1))","v":18392}]
[17,{"$f":"IF(PlotControl!$B$4 = \"Annual Max\",MAX(OFFSET(Other_1EPond!$C$10,12*$A22,4*(PlotControl!$C$6-1),12,1)),AVERAGE(OFFSET(Other_1EPond!$C$10,12*$A22,4*(PlotControl!$C$6-1),12,1)))","v":338030},{"$f":"IF(PlotControl!$B$4 = \"Annual Max\",MAX(OFFSET(Other_1EPond!$D$10,12*$A22,4*(PlotControl!$C$6-1),12,1)),AVERAGE(OFFSET(Other_1EPond!$D$10,12*$A22,4*(PlotControl!$C$6-1),12,1)))","v":367110},{"$f":"IF(PlotControl!$B$4 = \"Annual Max\",MAX(OFFSET(Other_1EPond!$E$10,12*$A22,4*(PlotControl!$C$6-1),12,1)),AVERAGE(OFFSET(Other_1EPond!$E$10,12*$A22,4*(PlotControl!$C$6-1),12,1)))","v":396270},null,null,null,null,null,null,null,null,null,null,null,null,null,null,null,null,null,null,null,41.416666666666707,{"$f":"IF($X22<=7,OFFSET('2EPond'!$C$10,12*$X22,4*(PlotControl!$C$6-1),1,1),OFFSET('1EPond'!$C$10,12*$X22,4*(PlotControl!$C$6-1),1,1))","v":16590},{"$f":"IF(X22<=7,OFFSET('2EPond'!$D$10,12*$X22,4*(PlotControl!$C$6-1),1,1),OFFSET('1EPond'!$D$10,12*$X22,4*(PlotControl!$C$6-1),1,1))","v":17471},{"$f":"IF(X22<=7,OFFSET('2EPond'!$E$10,12*$X22,4*(PlotControl!$C$6-1),1,1),OFFSET('1EPond'!$E$10,12*$X22,4*(PlotControl!$C$6-1),1,1))","v":18359}]
[18,{"$f":"IF(PlotControl!$B$4 = \"Annual Max\",MAX(OFFSET(Other_1EPond!$C$10,12*$A23,4*(PlotControl!$C$6-1),12,1)),AVERAGE(OFFSET(Other_1EPond!$C$10,12*$A23,4*(PlotControl!$C$6-1),12,1)))","v":344240},{"$f":"IF(PlotControl!$B$4 = \"Annual Max\",MAX(OFFSET(Other_1EPond!$D$10,12*$A23,4*(PlotControl!$C$6-1),12,1)),AVERAGE(OFFSET(Other_1EPond!$D$10,12*$A23,4*(PlotControl!$C$6-1),12,1)))","v":377420},{"$f":"IF(PlotControl!$B$4 = \"Annual Max\",MAX(OFFSET(Other_1EPond!$E$10,12*$A23,4*(PlotControl!$C$6-1),12,1)),AVERAGE(OFFSET(Other_1EPond!$E$10,12*$A23,4*(PlotControl!$C$6-1),12,1)))","v":409780},null,null,null,null,null,null,null,null,null,null,null,null,null,null,null,null,null,null,null,41.500000000000043,{"$f":"IF($X23<=7,OFFSET('2EPond'!$C$10,12*$X23,4*(PlotControl!$C$6-1),1,1),OFFSET('1EPond'!$C$10,12*$X23,4*(PlotControl!$C$6-1),1,1))","v":16444},{"$f":"IF(X23<=7,OFFSET('2EPond'!$D$10,12*$X23,4*(PlotControl!$C$6-1),1,1),OFFSET('1EPond'!$D$10,12*$X23,4*(PlotControl!$C$6-1),1,1))","v":17331},{"$f":"IF(X23<=7,OFFSET('2EPond'!$E$10,12*$X23,4*(PlotControl!$C$6-1),1,1),OFFSET('1EPond'!$E$10,12*$X23,4*(PlotControl!$C$6-1),1,1))","v":18223}]
[19,{"$f":"IF(PlotControl!$B$4 = \"Annual Max\",MAX(OFFSET(Other_1EPond!$C$10,12*$A24,4*(PlotControl!$C$6-1),12,1)),AVERAGE(OFFSET(Other_1EPond!$C$10,12*$A24,4*(PlotControl!$C$6-1),12,1)))","v":332960},{"$f":"IF(PlotControl!$B$4 = \"Annual Max\",MAX(OFFSET(Other_1EPond!$D$10,12*$A24,4*(PlotControl!$C$6-1),12,1)),AVERAGE(OFFSET(Other_1EPond!$D$10,12*$A24,4*(PlotControl!$C$6-1),12,1)))","v":363410},{"$f":"IF(PlotControl!$B$4 = \"Annual Max\",MAX(OFFSET(Other_1EPond!$E$10,12*$A24,4*(PlotControl!$C$6-1),12,1)),AVERAGE(OFFSET(Other_1EPond!$E$10,12*$A24,4*(PlotControl!$C$6-1),12,1)))","v":401470},null,null,null,null,null,null,null,null,null,null,null,null,null,null,null,null,null,null,null,41.583333333333378,{"$f":"IF($X24<=7,OFFSET('2EPond'!$C$10,12*$X24,4*(PlotControl!$C$6-1),1,1),OFFSET('1EPond'!$C$10,12*$X24,4*(PlotControl!$C$6-1),1,1))","v":16378},{"$f":"IF(X24<=7,OFFSET('2EPond'!$D$10,12*$X24,4*(PlotControl!$C$6-1),1,1),OFFSET('1EPond'!$D$10,12*$X24,4*(PlotControl!$C$6-1),1,1))","v":17279},{"$f":"IF(X24<=7,OFFSET('2EPond'!$E$10,12*$X24,4*(PlotControl!$C$6-1),1,1),OFFSET('1EPond'!$E$10,12*$X24,4*(PlotControl!$C$6-1),1,1))","v":18214}]
[20,{"$f":"IF(PlotControl!$B$4 = \"Annual Max\",MAX(OFFSET(Other_1EPond!$C$10,12*$A25,4*(PlotControl!$C$6-1),12,1)),AVERAGE(OFFSET(Other_1EPond!$C$10,12*$A25,4*(PlotControl!$C$6-1),12,1)))","v":420570},{"$f":"IF(PlotControl!$B$4 = \"Annual Max\",MAX(OFFSET(Other_1EPond!$D$10,12*$A25,4*(PlotControl!$C$6-1),12,1)),AVERAGE(OFFSET(Other_1EPond!$D$10,12*$A25,4*(PlotControl!$C$6-1),12,1)))","v":461210},{"$f":"IF(PlotControl!$B$4 = \"Annual Max\",MAX(OFFSET(Other_1EPond!$E$10,12*$A25,4*(PlotControl!$C$6-1),12,1)),AVERAGE(OFFSET(Other_1EPond!$E$10,12*$A25,4*(PlotControl!$C$6-1),12,1)))","v":512450},null,null,null,null,null,null,null,null,null,null,null,null,null,null,null,null,null,null,null,41.666666666666714,{"$f":"IF($X25<=7,OFFSET('2EPond'!$C$10,12*$X25,4*(PlotControl!$C$6-1),1,1),OFFSET('1EPond'!$C$10,12*$X25,4*(PlotControl!$C$6-1),1,1))","v":16317},{"$f":"IF(X25<=7,OFFSET('2EPond'!$D$10,12*$X25,4*(PlotControl!$C$6-1),1,1),OFFSET('1EPond'!$D$10,12*$X25,4*(PlotControl!$C$6-1),1,1))","v":17239},{"$f":"IF(X25<=7,OFFSET('2EPond'!$E$10,12*$X25,4*(PlotControl!$C$6-1),1,1),OFFSET('1EPond'!$E$10,12*$X25,4*(PlotControl!$C$6-1),1,1))","v":18190}]
[21,{"$f":"IF(PlotControl!$B$4 = \"Annual Max\",MAX(OFFSET(Other_1EPond!$C$10,12*$A26,4*(PlotControl!$C$6-1),12,1)),AVERAGE(OFFSET(Other_1EPond!$C$10,12*$A26,4*(PlotControl!$C$6-1),12,1)))","v":331090},{"$f":"IF(PlotControl!$B$4 = \"Annual Max\",MAX(OFFSET(Other_1EPond!$D$10,12*$A26,4*(PlotControl!$C$6-1),12,1)),AVERAGE(OFFSET(Other_1EPond!$D$10,12*$A26,4*(PlotControl!$C$6-1),12,1)))","v":365710},{"$f":"IF(PlotControl!$B$4 = \"Annual Max\",MAX(OFFSET(Other_1EPond!$E$10,12*$A26,4*(PlotControl!$C$6-1),12,1)),AVERAGE(OFFSET(Other_1EPond!$E$10,12*$A26,4*(PlotControl!$C$6-1),12,1)))","v":407820},null,null,null,null,null,null,null,null,null,null,null,null,null,null,null,null,null,null,null,41.75000000000005,{"$f":"IF($X26<=7,OFFSET('2EPond'!$C$10,12*$X26,4*(PlotControl!$C$6-1),1,1),OFFSET('1EPond'!$C$10,12*$X26,4*(PlotControl!$C$6-1),1,1))","v":16216},{"$f":"IF(X26<=7,OFFSET('2EPond'!$D$10,12*$X26,4*(PlotControl!$C$6-1),1,1),OFFSET('1EPond'!$D$10,12*$X26,4*(PlotControl!$C$6-1),1,1))","v":17123},{"$f":"IF(X26<=7,OFFSET('2EPond'!$E$10,12*$X26,4*(PlotControl!$C$6-1),1,1),OFFSET('1EPond'!$E$10,12*$X26,4*(PlotControl!$C$6-1),1,1))","v":18113}]
[22,{"$f":"IF(PlotControl!$B$4 = \"Annual Max\",MAX(OFFSET(Other_1EPond!$C$10,12*$A27,4*(PlotControl!$C$6-1),12,1)),AVERAGE(OFFSET(Other_1EPond!$C$10,12*$A27,4*(PlotControl!$C$6-1),12,1)))","v":258270},{"$f":"IF(PlotControl!$B$4 = \"Annual Max\",MAX(OFFSET(Other_1EPond!$D$10,12*$A27,4*(PlotControl!$C$6-1),12,1)),AVERAGE(OFFSET(Other_1EPond!$D$10,12*$A27,4*(PlotControl!$C$6-1),12,1)))","v":285900},{"$f":"IF(PlotControl!$B$4 = \"Annual Max\",MAX(OFFSET(Other_1EPond!$E$10,12*$A27,4*(PlotControl!$C$6-1),12,1)),AVERAGE(OFFSET(Other_1EPond!$E$10,12*$A27,4*(PlotControl!$C$6-1),12,1)))","v":317140},null,null,null,null,null,null,null,null,null,null,null,null,null,null,null,null,null,null,null,41.833333333333385,{"$f":"IF($X27<=7,OFFSET('2EPond'!$C$10,12*$X27,4*(PlotControl!$C$6-1),1,1),OFFSET('1EPond'!$C$10,12*$X27,4*(PlotControl!$C$6-1),1,1))","v":16137},{"$f":"IF(X27<=7,OFFSET('2EPond'!$D$10,12*$X27,4*(PlotControl!$C$6-1),1,1),OFFSET('1EPond'!$D$10,12*$X27,4*(PlotControl!$C$6-1),1,1))","v":17048},{"$f":"IF(X27<=7,OFFSET('2EPond'!$E$10,12*$X27,4*(PlotControl!$C$6-1),1,1),OFFSET('1EPond'!$E$10,12*$X27,4*(PlotControl!$C$6-1),1,1))","v":18037}]
[23,{"$f":"IF(PlotControl!$B$4 = \"Annual Max\",MAX(OFFSET(Other_1EPond!$C$10,12*$A28,4*(PlotControl!$C$6-1),12,1)),AVERAGE(OFFSET(Other_1EPond!$C$10,12*$A28,4*(PlotControl!$C$6-1),12,1)))","v":203350},{"$f":"IF(PlotControl!$B$4 = \"Annual Max\",MAX(OFFSET(Other_1EPond!$D$10,12*$A28,4*(PlotControl!$C$6-1),12,1)),AVERAGE(OFFSET(Other_1EPond!$D$10,12*$A28,4*(PlotControl!$C$6-1),12,1)))","v":225670},{"$f":"IF(PlotControl!$B$4 = \"Annual Max\",MAX(OFFSET(Other_1EPond!$E$10,12*$A28,4*(PlotControl!$C$6-1),12,1)),AVERAGE(OFFSET(Other_1EPond!$E$10,12*$A28,4*(PlotControl!$C$6-1),12,1)))","v":250900},null,null,null,null,null,null,null,null,null,null,null,null,null,null,null,null,null,null,null,41.916666666666721,{"$f":"IF($X28<=7,OFFSET('2EPond'!$C$10,12*$X28,4*(PlotControl!$C$6-1),1,1),OFFSET('1EPond'!$C$10,12*$X28,4*(PlotControl!$C$6-1),1,1))","v":16105},{"$f":"IF(X28<=7,OFFSET('2EPond'!$D$10,12*$X28,4*(PlotControl!$C$6-1),1,1),OFFSET('1EPond'!$D$10,12*$X28,4*(PlotControl!$C$6-1),1,1))","v":16982},{"$f":"IF(X28<=7,OFFSET('2EPond'!$E$10,12*$X28,4*(PlotControl!$C$6-1),1,1),OFFSET('1EPond'!$E$10,12*$X28,4*(PlotControl!$C$6-1),1,1))","v":17987}]
[24,{"$f":"IF(PlotControl!$B$4 = \"Annual Max\",MAX(OFFSET(Other_1EPond!$C$10,12*$A29,4*(PlotControl!$C$6-1),12,1)),AVERAGE(OFFSET(Other_1EPond!$C$10,12*$A29,4*(PlotControl!$C$6-1),12,1)))","v":160510},{"$f":"IF(PlotControl!$B$4 = \"Annual Max\",MAX(OFFSET(Other_1EPond!$D$10,12*$A29,4*(PlotControl!$C$6-1),12,1)),AVERAGE(OFFSET(Other_1EPond!$D$10,12*$A29,4*(PlotControl!$C$6-1),12,1)))","v":177270},{"$f":"IF(PlotControl!$B$4 = \"Annual Max\",MAX(OFFSET(Other_1EPond!$E$10,12*$A29,4*(PlotControl!$C$6-1),12,1)),AVERAGE(OFFSET(Other_1EPond!$E$10,12*$A29,4*(PlotControl!$C$6-1),12,1)))","v":197370},null,null,null,null,null,null,null,null,null,null,null,null,null,null,null,null,null,null,null,42.000000000000057,{"$f":"IF($X29<=7,OFFSET('2EPond'!$C$10,12*$X29,4*(PlotControl!$C$6-1),1,1),OFFSET('1EPond'!$C$10,12*$X29,4*(PlotControl!$C$6-1),1,1))","v":16040},{"$f":"IF(X29<=7,OFFSET('2EPond'!$D$10,12*$X29,4*(PlotControl!$C$6-1),1,1),OFFSET('1EPond'!$D$10,12*$X29,4*(PlotControl!$C$6-1),1,1))","v":16893},{"$f":"IF(X29<=7,OFFSET('2EPond'!$E$10,12*$X29,4*(PlotControl!$C$6-1),1,1),OFFSET('1EPond'!$E$10,12*$X29,4*(PlotControl!$C$6-1),1,1))","v":17884}]
[25,{"$f":"IF(PlotControl!$B$4 = \"Annual Max\",MAX(OFFSET(Other_1EPond!$C$10,12*$A30,4*(PlotControl!$C$6-1),12,1)),AVERAGE(OFFSET(Other_1EPond!$C$10,12*$A30,4*(PlotControl!$C$6-1),12,1)))","v":127220},{"$f":"IF(PlotControl!$B$4 = \"Annual Max\",MAX(OFFSET(Other_1EPond!$D$10,12*$A30,4*(PlotControl!$C$6-1),12,1)),AVERAGE(OFFSET(Other_1EPond!$D$10,12*$A30,4*(PlotControl!$C$6-1),12,1)))","v":140900},{"$f":"IF(PlotControl!$B$4 = \"Annual Max\",MAX(OFFSET(Other_1EPond!$E$10,12*$A30,4*(PlotControl!$C$6-1),12,1)),AVERAGE(OFFSET(Other_1EPond!$E$10,12*$A30,4*(PlotControl!$C$6-1),12,1)))","v":155670},null,null,null,null,null,null,null,null,null,null,null,null,null,null,null,null,null,null,null,42.083333333333393,{"$f":"IF($X30<=7,OFFSET('2EPond'!$C$10,12*$X30,4*(PlotControl!$C$6-1),1,1),OFFSET('1EPond'!$C$10,12*$X30,4*(PlotControl!$C$6-1),1,1))","v":16014},{"$f":"IF(X30<=7,OFFSET('2EPond'!$D$10,12*$X30,4*(PlotControl!$C$6-1),1,1),OFFSET('1EPond'!$D$10,12*$X30,4*(PlotControl!$C$6-1),1,1))","v":16842},{"$f":"IF(X30<=7,OFFSET('2EPond'!$E$10,12*$X30,4*(PlotControl!$C$6-1),1,1),OFFSET('1EPond'!$E$10,12*$X30,4*(PlotControl!$C$6-1),1,1))","v":17797}]
[26,{"$f":"IF(PlotControl!$B$4 = \"Annual Max\",MAX(OFFSET(Other_1EPond!$C$10,12*$A31,4*(PlotControl!$C$6-1),12,1)),AVERAGE(OFFSET(Other_1EPond!$C$10,12*$A31,4*(PlotControl!$C$6-1),12,1)))","v":100030},{"$f":"IF(PlotControl!$B$4 = \"Annual Max\",MAX(OFFSET(Other_1EPond!$D$10,12*$A31,4*(PlotControl!$C$6-1),12,1)),AVERAGE(OFFSET(Other_1EPond!$D$10,12*$A31,4*(PlotControl!$C$6-1),12,1)))","v":111610},{"$f":"IF(PlotControl!$B$4 = \"Annual Max\",MAX(OFFSET(Other_1EPond!$E$10,12*$A31,4*(PlotControl!$C$6-1),12,1)),AVERAGE(OFFSET(Other_1EPond!$E$10,12*$A31,4*(PlotControl!$C$6-1),12,1)))","v":123840},null,null,null,null,null,null,null,null,null,null,null,null,null,null,null,null,null,null,null,42.166666666666728,{"$f":"IF($X31<=7,OFFSET('2EPond'!$C$10,12*$X31,4*(PlotControl!$C$6-1),1,1),OFFSET('1EPond'!$C$10,12*$X31,4*(PlotControl!$C$6-1),1,1))","v":16010},{"$f":"IF(X31<=7,OFFSET('2EPond'!$D$10,12*$X31,4*(PlotControl!$C$6-1),1,1),OFFSET('1EPond'!$D$10,12*$X31,4*(PlotControl!$C$6-1),1,1))","v":16805},{"$f":"IF(X31<=7,OFFSET('2EPond'!$E$10,12*$X31,4*(PlotControl!$C$6-1),1,1),OFFSET('1EPond'!$E$10,12*$X31,4*(PlotControl!$C$6-1),1,1))","v":17744}]
[27,{"$f":"IF(PlotControl!$B$4 = \"Annual Max\",MAX(OFFSET(Other_1EPond!$C$10,12*$A32,4*(PlotControl!$C$6-1),12,1)),AVERAGE(OFFSET(Other_1EPond!$C$10,12*$A32,4*(PlotControl!$C$6-1),12,1)))","v":79632},{"$f":"IF(PlotControl!$B$4 = \"Annual Max\",MAX(OFFSET(Other_1EPond!$D$10,12*$A32,4*(PlotControl!$C$6-1),12,1)),AVERAGE(OFFSET(Other_1EPond!$D$10,12*$A32,4*(PlotControl!$C$6-1),12,1)))","v":87811},{"$f":"IF(PlotControl!$B$4 = \"Annual Max\",MAX(OFFSET(Other_1EPond!$E$10,12*$A32,4*(PlotControl!$C$6-1),12,1)),AVERAGE(OFFSET(Other_1EPond!$E$10,12*$A32,4*(PlotControl!$C$6-1),12,1)))","v":97279},null,null,null,null,null,null,null,null,null,null,null,null,null,null,null,null,null,null,null,42.250000000000064,{"$f":"IF($X32<=7,OFFSET('2EPond'!$C$10,12*$X32,4*(PlotControl!$C$6-1),1,1),OFFSET('1EPond'!$C$10,12*$X32,4*(PlotControl!$C$6-1),1,1))","v":16071},{"$f":"IF(X32<=7,OFFSET('2EPond'!$D$10,12*$X32,4*(PlotControl!$C$6-1),1,1),OFFSET('1EPond'!$D$10,12*$X32,4*(PlotControl!$C$6-1),1,1))","v":16825},{"$f":"IF(X32<=7,OFFSET('2EPond'!$E$10,12*$X32,4*(PlotControl!$C$6-1),1,1),OFFSET('1EPond'!$E$10,12*$X32,4*(PlotControl!$C$6-1),1,1))","v":17737}]
[28,{"$f":"IF(PlotControl!$B$4 = \"Annual Max\",MAX(OFFSET(Other_1EPond!$C$10,12*$A33,4*(PlotControl!$C$6-1),12,1)),AVERAGE(OFFSET(Other_1EPond!$C$10,12*$A33,4*(PlotControl!$C$6-1),12,1)))","v":60675},{"$f":"IF(PlotControl!$B$4 = \"Annual Max\",MAX(OFFSET(Other_1EPond!$D$10,12*$A33,4*(PlotControl!$C$6-1),12,1)),AVERAGE(OFFSET(Other_1EPond!$D$10,12*$A33,4*(PlotControl!$C$6-1),12,1)))","v":66734},{"$f":"IF(PlotControl!$B$4 = \"Annual Max\",MAX(OFFSET(Other_1EPond!$E$10,12*$A33,4*(PlotControl!$C$6-1),12,1)),AVERAGE(OFFSET(Other_1EPond!$E$10,12*$A33,4*(PlotControl!$C$6-1),12,1)))","v":73869},null,null,null,null,null,null,null,null,null,null,null,null,null,null,null,null,null,null,null,42.3333333333334,{"$f":"IF($X33<=7,OFFSET('2EPond'!$C$10,12*$X33,4*(PlotControl!$C$6-1),1,1),OFFSET('1EPond'!$C$10,12*$X33,4*(PlotControl!$C$6-1),1,1))","v":16123},{"$f":"IF(X33<=7,OFFSET('2EPond'!$D$10,12*$X33,4*(PlotControl!$C$6-1),1,1),OFFSET('1EPond'!$D$10,12*$X33,4*(PlotControl!$C$6-1),1,1))","v":16876},{"$f":"IF(X33<=7,OFFSET('2EPond'!$E$10,12*$X33,4*(PlotControl!$C$6-1),1,1),OFFSET('1EPond'!$E$10,12*$X33,4*(PlotControl!$C$6-1),1,1))","v":17748}]
[29,{"$f":"IF(PlotControl!$B$4 = \"Annual Max\",MAX(OFFSET(Other_1EPond!$C$10,12*$A34,4*(PlotControl!$C$6-1),12,1)),AVERAGE(OFFSET(Other_1EPond!$C$10,12*$A34,4*(PlotControl!$C$6-1),12,1)))","v":44615},{"$f":"IF(PlotControl!$B$4 = \"Annual Max\",MAX(OFFSET(Other_1EPond!$D$10,12*$A34,4*(PlotControl!$C$6-1),12,1)),AVERAGE(OFFSET(Other_1EPond!$D$10,12*$A34,4*(PlotControl!$C$6-1),12,1)))","v":49229},{"$f":"IF(PlotControl!$B$4 = \"Annual Max\",MAX(OFFSET(Other_1EPond!$E$10,12*$A34,4*(PlotControl!$C$6-1),12,1)),AVERAGE(OFFSET(Other_1EPond!$E$10,12*$A34,4*(PlotControl!$C$6-1),12,1)))","v":54290},null,null,null,null,null,null,null,null,null,null,null,null,null,null,null,null,null,null,null,42.416666666666735,{"$f":"IF($X34<=7,OFFSET('2EPond'!$C$10,12*$X34,4*(PlotControl!$C$6-1),1,1),OFFSET('1EPond'!$C$10,12*$X34,4*(PlotControl!$C$6-1),1,1))","v":16080},{"$f":"IF(X34<=7,OFFSET('2EPond'!$D$10,12*$X34,4*(PlotControl!$C$6-1),1,1),OFFSET('1EPond'!$D$10,12*$X34,4*(PlotControl!$C$6-1),1,1))","v":16836},{"$f":"IF(X34<=7,OFFSET('2EPond'!$E$10,12*$X34,4*(PlotControl!$C$6-1),1,1),OFFSET('1EPond'!$E$10,12*$X34,4*(PlotControl!$C$6-1),1,1))","v":17694}]
[30,{"$f":"IF(PlotControl!$B$4 = \"Annual Max\",MAX(OFFSET(Other_1EPond!$C$10,12*$A35,4*(PlotControl!$C$6-1),12,1)),AVERAGE(OFFSET(Other_1EPond!$C$10,12*$A35,4*(PlotControl!$C$6-1),12,1)))","v":32990},{"$f":"IF(PlotControl!$B$4 = \"Annual Max\",MAX(OFFSET(Other_1EPond!$D$10,12*$A35,4*(PlotControl!$C$6-1),12,1)),AVERAGE(OFFSET(Other_1EPond!$D$10,12*$A35,4*(PlotControl!$C$6-1),12,1)))","v":36036},{"$f":"IF(PlotControl!$B$4 = \"Annual Max\",MAX(OFFSET(Other_1EPond!$E$10,12*$A35,4*(PlotControl!$C$6-1),12,1)),AVERAGE(OFFSET(Other_1EPond!$E$10,12*$A35,4*(PlotControl!$C$6-1),12,1)))","v":39783},null,null,null,null,null,null,null,null,null,null,null,null,null,null,null,null,null,null,null,42.500000000000071,{"$f":"IF($X35<=7,OFFSET('2EPond'!$C$10,12*$X35,4*(PlotControl!$C$6-1),1,1),OFFSET('1EPond'!$C$10,12*$X35,4*(PlotControl!$C$6-1),1,1))","v":15949},{"$f":"IF(X35<=7,OFFSET('2EPond'!$D$10,12*$X35,4*(PlotControl!$C$6-1),1,1),OFFSET('1EPond'!$D$10,12*$X35,4*(PlotControl!$C$6-1),1,1))","v":16721},{"$f":"IF(X35<=7,OFFSET('2EPond'!$E$10,12*$X35,4*(PlotControl!$C$6-1),1,1),OFFSET('1EPond'!$E$10,12*$X35,4*(PlotControl!$C$6-1),1,1))","v":17597}]
[31,{"$f":"IF(PlotControl!$B$4 = \"Annual Max\",MAX(OFFSET(Other_1EPond!$C$10,12*$A36,4*(PlotControl!$C$6-1),12,1)),AVERAGE(OFFSET(Other_1EPond!$C$10,12*$A36,4*(PlotControl!$C$6-1),12,1)))","v":27353},{"$f":"IF(PlotControl!$B$4 = \"Annual Max\",MAX(OFFSET(Other_1EPond!$D$10,12*$A36,4*(PlotControl!$C$6-1),12,1)),AVERAGE(OFFSET(Other_1EPond!$D$10,12*$A36,4*(PlotControl!$C$6-1),12,1)))","v":30202},{"$f":"IF(PlotControl!$B$4 = \"Annual Max\",MAX(OFFSET(Other_1EPond!$E$10,12*$A36,4*(PlotControl!$C$6-1),12,1)),AVERAGE(OFFSET(Other_1EPond!$E$10,12*$A36,4*(PlotControl!$C$6-1),12,1)))","v":33638},null,null,null,null,null,null,null,null,null,null,null,null,null,null,null,null,null,null,null,42.583333333333407,{"$f":"IF($X36<=7,OFFSET('2EPond'!$C$10,12*$X36,4*(PlotControl!$C$6-1),1,1),OFFSET('1EPond'!$C$10,12*$X36,4*(PlotControl!$C$6-1),1,1))","v":15878},{"$f":"IF(X36<=7,OFFSET('2EPond'!$D$10,12*$X36,4*(PlotControl!$C$6-1),1,1),OFFSET('1EPond'!$D$10,12*$X36,4*(PlotControl!$C$6-1),1,1))","v":16679},{"$f":"IF(X36<=7,OFFSET('2EPond'!$E$10,12*$X36,4*(PlotControl!$C$6-1),1,1),OFFSET('1EPond'!$E$10,12*$X36,4*(PlotControl!$C$6-1),1,1))","v":17566}]
[32,{"$f":"IF(PlotControl!$B$4 = \"Annual Max\",MAX(OFFSET(Other_1EPond!$C$10,12*$A37,4*(PlotControl!$C$6-1),12,1)),AVERAGE(OFFSET(Other_1EPond!$C$10,12*$A37,4*(PlotControl!$C$6-1),12,1)))","v":24638},{"$f":"IF(PlotControl!$B$4 = \"Annual Max\",MAX(OFFSET(Other_1EPond!$D$10,12*$A37,4*(PlotControl!$C$6-1),12,1)),AVERAGE(OFFSET(Other_1EPond!$D$10,12*$A37,4*(PlotControl!$C$6-1),12,1)))","v":28099},{"$f":"IF(PlotControl!$B$4 = \"Annual Max\",MAX(OFFSET(Other_1EPond!$E$10,12*$A37,4*(PlotControl!$C$6-1),12,1)),AVERAGE(OFFSET(Other_1EPond!$E$10,12*$A37,4*(PlotControl!$C$6-1),12,1)))","v":32577},null,null,null,null,null,null,null,null,null,null,null,null,null,null,null,null,null,null,null,42.666666666666742,{"$f":"IF($X37<=7,OFFSET('2EPond'!$C$10,12*$X37,4*(PlotControl!$C$6-1),1,1),OFFSET('1EPond'!$C$10,12*$X37,4*(PlotControl!$C$6-1),1,1))","v":15819},{"$f":"IF(X37<=7,OFFSET('2EPond'!$D$10,12*$X37,4*(PlotControl!$C$6-1),1,1),OFFSET('1EPond'!$D$10,12*$X37,4*(PlotControl!$C$6-1),1,1))","v":16668},{"$f":"IF(X37<=7,OFFSET('2EPond'!$E$10,12*$X37,4*(PlotControl!$C$6-1),1,1),OFFSET('1EPond'!$E$10,12*$X37,4*(PlotControl!$C$6-1),1,1))","v":17558}]
[33,{"$f":"IF(PlotControl!$B$4 = \"Annual Max\",MAX(OFFSET(Other_1EPond!$C$10,12*$A38,4*(PlotControl!$C$6-1),12,1)),AVERAGE(OFFSET(Other_1EPond!$C$10,12*$A38,4*(PlotControl!$C$6-1),12,1)))","v":23804},{"$f":"IF(PlotControl!$B$4 = \"Annual Max\",MAX(OFFSET(Other_1EPond!$D$10,12*$A38,4*(PlotControl!$C$6-1),12,1)),AVERAGE(OFFSET(Other_1EPond!$D$10,12*$A38,4*(PlotControl!$C$6-1),12,1)))","v":27307},{"$f":"IF(PlotControl!$B$4 = \"Annual Max\",MAX(OFFSET(Other_1EPond!$E$10,12*$A38,4*(PlotControl!$C$6-1),12,1)),AVERAGE(OFFSET(Other_1EPond!$E$10,12*$A38,4*(PlotControl!$C$6-1),12,1)))","v":31274},null,null,null,null,null,null,null,null,null,null,null,null,null,null,null,null,null,null,null,42.750000000000078,{"$f":"IF($X38<=7,OFFSET('2EPond'!$C$10,12*$X38,4*(PlotControl!$C$6-1),1,1),OFFSET('1EPond'!$C$10,12*$X38,4*(PlotControl!$C$6-1),1,1))","v":15694},{"$f":"IF(X38<=7,OFFSET('2EPond'!$D$10,12*$X38,4*(PlotControl!$C$6-1),1,1),OFFSET('1EPond'!$D$10,12*$X38,4*(PlotControl!$C$6-1),1,1))","v":16585},{"$f":"IF(X38<=7,OFFSET('2EPond'!$E$10,12*$X38,4*(PlotControl!$C$6-1),1,1),OFFSET('1EPond'!$E$10,12*$X38,4*(PlotControl!$C$6-1),1,1))","v":17489}]
[34,{"$f":"IF(PlotControl!$B$4 = \"Annual Max\",MAX(OFFSET(Other_1EPond!$C$10,12*$A39,4*(PlotControl!$C$6-1),12,1)),AVERAGE(OFFSET(Other_1EPond!$C$10,12*$A39,4*(PlotControl!$C$6-1),12,1)))","v":23406},{"$f":"IF(PlotControl!$B$4 = \"Annual Max\",MAX(OFFSET(Other_1EPond!$D$10,12*$A39,4*(PlotControl!$C$6-1),12,1)),AVERAGE(OFFSET(Other_1EPond!$D$10,12*$A39,4*(PlotControl!$C$6-1),12,1)))","v":26594},{"$f":"IF(PlotControl!$B$4 = \"Annual Max\",MAX(OFFSET(Other_1EPond!$E$10,12*$A39,4*(PlotControl!$C$6-1),12,1)),AVERAGE(OFFSET(Other_1EPond!$E$10,12*$A39,4*(PlotControl!$C$6-1),12,1)))","v":30240},null,null,null,null,null,null,null,null,null,null,null,null,null,null,null,null,null,null,null,42.833333333333414,{"$f":"IF($X39<=7,OFFSET('2EPond'!$C$10,12*$X39,4*(PlotControl!$C$6-1),1,1),OFFSET('1EPond'!$C$10,12*$X39,4*(PlotControl!$C$6-1),1,1))","v":15616},{"$f":"IF(X39<=7,OFFSET('2EPond'!$D$10,12*$X39,4*(PlotControl!$C$6-1),1,1),OFFSET('1EPond'!$D$10,12*$X39,4*(PlotControl!$C$6-1),1,1))","v":16512},{"$f":"IF(X39<=7,OFFSET('2EPond'!$E$10,12*$X39,4*(PlotControl!$C$6-1),1,1),OFFSET('1EPond'!$E$10,12*$X39,4*(PlotControl!$C$6-1),1,1))","v":17433}]
[35,{"$f":"IF(PlotControl!$B$4 = \"Annual Max\",MAX(OFFSET(Other_1EPond!$C$10,12*$A40,4*(PlotControl!$C$6-1),12,1)),AVERAGE(OFFSET(Other_1EPond!$C$10,12*$A40,4*(PlotControl!$C$6-1),12,1)))","v":22879},{"$f":"IF(PlotControl!$B$4 = \"Annual Max\",MAX(OFFSET(Other_1EPond!$D$10,12*$A40,4*(PlotControl!$C$6-1),12,1)),AVERAGE(OFFSET(Other_1EPond!$D$10,12*$A40,4*(PlotControl!$C$6-1),12,1)))","v":25950},{"$f":"IF(PlotControl!$B$4 = \"Annual Max\",MAX(OFFSET(Other_1EPond!$E$10,12*$A40,4*(PlotControl!$C$6-1),12,1)),AVERAGE(OFFSET(Other_1EPond!$E$10,12*$A40,4*(PlotControl!$C$6-1),12,1)))","v":29473},null,null,null,null,null,null,null,null,null,null,null,null,null,null,null,null,null,null,null,42.91666666666675,{"$f":"IF($X40<=7,OFFSET('2EPond'!$C$10,12*$X40,4*(PlotControl!$C$6-1),1,1),OFFSET('1EPond'!$C$10,12*$X40,4*(PlotControl!$C$6-1),1,1))","v":15568},{"$f":"IF(X40<=7,OFFSET('2EPond'!$D$10,12*$X40,4*(PlotControl!$C$6-1),1,1),OFFSET('1EPond'!$D$10,12*$X40,4*(PlotControl!$C$6-1),1,1))","v":16474},{"$f":"IF(X40<=7,OFFSET('2EPond'!$E$10,12*$X40,4*(PlotControl!$C$6-1),1,1),OFFSET('1EPond'!$E$10,12*$X40,4*(PlotControl!$C$6-1),1,1))","v":17365}]
[36,{"$f":"IF(PlotControl!$B$4 = \"Annual Max\",MAX(OFFSET(Other_1EPond!$C$10,12*$A41,4*(PlotControl!$C$6-1),12,1)),AVERAGE(OFFSET(Other_1EPond!$C$10,12*$A41,4*(PlotControl!$C$6-1),12,1)))","v":21993},{"$f":"IF(PlotControl!$B$4 = \"Annual Max\",MAX(OFFSET(Other_1EPond!$D$10,12*$A41,4*(PlotControl!$C$6-1),12,1)),AVERAGE(OFFSET(Other_1EPond!$D$10,12*$A41,4*(PlotControl!$C$6-1),12,1)))","v":25295},{"$f":"IF(PlotControl!$B$4 = \"Annual Max\",MAX(OFFSET(Other_1EPond!$E$10,12*$A41,4*(PlotControl!$C$6-1),12,1)),AVERAGE(OFFSET(Other_1EPond!$E$10,12*$A41,4*(PlotControl!$C$6-1),12,1)))","v":28820},null,null,null,null,null,null,null,null,null,null,null,null,null,null,null,null,null,null,null,43.000000000000085,{"$f":"IF($X41<=7,OFFSET('2EPond'!$C$10,12*$X41,4*(PlotControl!$C$6-1),1,1),OFFSET('1EPond'!$C$10,12*$X41,4*(PlotControl!$C$6-1),1,1))","v":15530},{"$f":"IF(X41<=7,OFFSET('2EPond'!$D$10,12*$X41,4*(PlotControl!$C$6-1),1,1),OFFSET('1EPond'!$D$10,12*$X41,4*(PlotControl!$C$6-1),1,1))","v":16411},{"$f":"IF(X41<=7,OFFSET('2EPond'!$E$10,12*$X41,4*(PlotControl!$C$6-1),1,1),OFFSET('1EPond'!$E$10,12*$X41,4*(PlotControl!$C$6-1),1,1))","v":17290}]
[37,{"$f":"IF(PlotControl!$B$4 = \"Annual Max\",MAX(OFFSET(Other_1EPond!$C$10,12*$A42,4*(PlotControl!$C$6-1),12,1)),AVERAGE(OFFSET(Other_1EPond!$C$10,12*$A42,4*(PlotControl!$C$6-1),12,1)))","v":21608},{"$f":"IF(PlotControl!$B$4 = \"Annual Max\",MAX(OFFSET(Other_1EPond!$D$10,12*$A42,4*(PlotControl!$C$6-1),12,1)),AVERAGE(OFFSET(Other_1EPond!$D$10,12*$A42,4*(PlotControl!$C$6-1),12,1)))","v":24669},{"$f":"IF(PlotControl!$B$4 = \"Annual Max\",MAX(OFFSET(Other_1EPond!$E$10,12*$A42,4*(PlotControl!$C$6-1),12,1)),AVERAGE(OFFSET(Other_1EPond!$E$10,12*$A42,4*(PlotControl!$C$6-1),12,1)))","v":28325},null,null,null,null,null,null,null,null,null,null,null,null,null,null,null,null,null,null,null,43.083333333333421,{"$f":"IF($X42<=7,OFFSET('2EPond'!$C$10,12*$X42,4*(PlotControl!$C$6-1),1,1),OFFSET('1EPond'!$C$10,12*$X42,4*(PlotControl!$C$6-1),1,1))","v":15507},{"$f":"IF(X42<=7,OFFSET('2EPond'!$D$10,12*$X42,4*(PlotControl!$C$6-1),1,1),OFFSET('1EPond'!$D$10,12*$X42,4*(PlotControl!$C$6-1),1,1))","v":16358},{"$f":"IF(X42<=7,OFFSET('2EPond'!$E$10,12*$X42,4*(PlotControl!$C$6-1),1,1),OFFSET('1EPond'!$E$10,12*$X42,4*(PlotControl!$C$6-1),1,1))","v":17214}]
[38,{"$f":"IF(PlotControl!$B$4 = \"Annual Max\",MAX(OFFSET(Other_1EPond!$C$10,12*$A43,4*(PlotControl!$C$6-1),12,1)),AVERAGE(OFFSET(Other_1EPond!$C$10,12*$A43,4*(PlotControl!$C$6-1),12,1)))","v":21097},{"$f":"IF(PlotControl!$B$4 = \"Annual Max\",MAX(OFFSET(Other_1EPond!$D$10,12*$A43,4*(PlotControl!$C$6-1),12,1)),AVERAGE(OFFSET(Other_1EPond!$D$10,12*$A43,4*(PlotControl!$C$6-1),12,1)))","v":24222},{"$f":"IF(PlotControl!$B$4 = \"Annual Max\",MAX(OFFSET(Other_1EPond!$E$10,12*$A43,4*(PlotControl!$C$6-1),12,1)),AVERAGE(OFFSET(Other_1EPond!$E$10,12*$A43,4*(PlotControl!$C$6-1),12,1)))","v":27378},null,null,null,null,null,null,null,null,null,null,null,null,null,null,null,null,null,null,null,43.166666666666757,{"$f":"IF($X43<=7,OFFSET('2EPond'!$C$10,12*$X43,4*(PlotControl!$C$6-1),1,1),OFFSET('1EPond'!$C$10,12*$X43,4*(PlotControl!$C$6-1),1,1))","v":15510},{"$f":"IF(X43<=7,OFFSET('2EPond'!$D$10,12*$X43,4*(PlotControl!$C$6-1),1,1),OFFSET('1EPond'!$D$10,12*$X43,4*(PlotControl!$C$6-1),1,1))","v":16323},{"$f":"IF(X43<=7,OFFSET('2EPond'!$E$10,12*$X43,4*(PlotControl!$C$6-1),1,1),OFFSET('1EPond'!$E$10,12*$X43,4*(PlotControl!$C$6-1),1,1))","v":17176}]
[39,{"$f":"IF(PlotControl!$B$4 = \"Annual Max\",MAX(OFFSET(Other_1EPond!$C$10,12*$A44,4*(PlotControl!$C$6-1),12,1)),AVERAGE(OFFSET(Other_1EPond!$C$10,12*$A44,4*(PlotControl!$C$6-1),12,1)))","v":20608},{"$f":"IF(PlotControl!$B$4 = \"Annual Max\",MAX(OFFSET(Other_1EPond!$D$10,12*$A44,4*(PlotControl!$C$6-1),12,1)),AVERAGE(OFFSET(Other_1EPond!$D$10,12*$A44,4*(PlotControl!$C$6-1),12,1)))","v":23725},{"$f":"IF(PlotControl!$B$4 = \"Annual Max\",MAX(OFFSET(Other_1EPond!$E$10,12*$A44,4*(PlotControl!$C$6-1),12,1)),AVERAGE(OFFSET(Other_1EPond!$E$10,12*$A44,4*(PlotControl!$C$6-1),12,1)))","v":27139},null,null,null,null,null,null,null,null,null,null,null,null,null,null,null,null,null,null,null,43.250000000000092,{"$f":"IF($X44<=7,OFFSET('2EPond'!$C$10,12*$X44,4*(PlotControl!$C$6-1),1,1),OFFSET('1EPond'!$C$10,12*$X44,4*(PlotControl!$C$6-1),1,1))","v":15553},{"$f":"IF(X44<=7,OFFSET('2EPond'!$D$10,12*$X44,4*(PlotControl!$C$6-1),1,1),OFFSET('1EPond'!$D$10,12*$X44,4*(PlotControl!$C$6-1),1,1))","v":16335},{"$f":"IF(X44<=7,OFFSET('2EPond'!$E$10,12*$X44,4*(PlotControl!$C$6-1),1,1),OFFSET('1EPond'!$E$10,12*$X44,4*(PlotControl!$C$6-1),1,1))","v":17187}]
[40,{"$f":"IF(PlotControl!$B$4 = \"Annual Max\",MAX(OFFSET(Other_1EPond!$C$10,12*$A45,4*(PlotControl!$C$6-1),12,1)),AVERAGE(OFFSET(Other_1EPond!$C$10,12*$A45,4*(PlotControl!$C$6-1),12,1)))","v":20122},{"$f":"IF(PlotControl!$B$4 = \"Annual Max\",MAX(OFFSET(Other_1EPond!$D$10,12*$A45,4*(PlotControl!$C$6-1),12,1)),AVERAGE(OFFSET(Other_1EPond!$D$10,12*$A45,4*(PlotControl!$C$6-1),12,1)))","v":23276},{"$f":"IF(PlotControl!$B$4 = \"Annual Max\",MAX(OFFSET(Other_1EPond!$E$10,12*$A45,4*(PlotControl!$C$6-1),12,1)),AVERAGE(OFFSET(Other_1EPond!$E$10,12*$A45,4*(PlotControl!$C$6-1),12,1)))","v":26771},null,null,null,null,null,null,null,null,null,null,null,null,null,null,null,null,null,null,null,43.333333333333428,{"$f":"IF($X45<=7,OFFSET('2EPond'!$C$10,12*$X45,4*(PlotControl!$C$6-1),1,1),OFFSET('1EPond'!$C$10,12*$X45,4*(PlotControl!$C$6-1),1,1))","v":15605},{"$f":"IF(X45<=7,OFFSET('2EPond'!$D$10,12*$X45,4*(PlotControl!$C$6-1),1,1),OFFSET('1EPond'!$D$10,12*$X45,4*(PlotControl!$C$6-1),1,1))","v":16407},{"$f":"IF(X45<=7,OFFSET('2EPond'!$E$10,12*$X45,4*(PlotControl!$C$6-1),1,1),OFFSET('1EPond'!$E$10,12*$X45,4*(PlotControl!$C$6-1),1,1))","v":17232}]
[41,{"$f":"IF(PlotControl!$B$4 = \"Annual Max\",MAX(OFFSET(Other_1EPond!$C$10,12*$A46,4*(PlotControl!$C$6-1),12,1)),AVERAGE(OFFSET(Other_1EPond!$C$10,12*$A46,4*(PlotControl!$C$6-1),12,1)))","v":19739},{"$f":"IF(PlotControl!$B$4 = \"Annual Max\",MAX(OFFSET(Other_1EPond!$D$10,12*$A46,4*(PlotControl!$C$6-1),12,1)),AVERAGE(OFFSET(Other_1EPond!$D$10,12*$A46,4*(PlotControl!$C$6-1),12,1)))","v":22825},{"$f":"IF(PlotControl!$B$4 = \"Annual Max\",MAX(OFFSET(Other_1EPond!$E$10,12*$A46,4*(PlotControl!$C$6-1),12,1)),AVERAGE(OFFSET(Other_1EPond!$E$10,12*$A46,4*(PlotControl!$C$6-1),12,1)))","v":26135},null,null,null,null,null,null,null,null,null,null,null,null,null,null,null,null,null,null,null,43.416666666666764,{"$f":"IF($X46<=7,OFFSET('2EPond'!$C$10,12*$X46,4*(PlotControl!$C$6-1),1,1),OFFSET('1EPond'!$C$10,12*$X46,4*(PlotControl!$C$6-1),1,1))","v":15586},{"$f":"IF(X46<=7,OFFSET('2EPond'!$D$10,12*$X46,4*(PlotControl!$C$6-1),1,1),OFFSET('1EPond'!$D$10,12*$X46,4*(PlotControl!$C$6-1),1,1))","v":16378},{"$f":"IF(X46<=7,OFFSET('2EPond'!$E$10,12*$X46,4*(PlotControl!$C$6-1),1,1),OFFSET('1EPond'!$E$10,12*$X46,4*(PlotControl!$C$6-1),1,1))","v":17226}]
[42,{"$f":"IF(PlotControl!$B$4 = \"Annual Max\",MAX(OFFSET(Other_1EPond!$C$10,12*$A47,4*(PlotControl!$C$6-1),12,1)),AVERAGE(OFFSET(Other_1EPond!$C$10,12*$A47,4*(PlotControl!$C$6-1),12,1)))","v":19505},{"$f":"IF(PlotControl!$B$4 = \"Annual Max\",MAX(OFFSET(Other_1EPond!$D$10,12*$A47,4*(PlotControl!$C$6-1),12,1)),AVERAGE(OFFSET(Other_1EPond!$D$10,12*$A47,4*(PlotControl!$C$6-1),12,1)))","v":22281},{"$f":"IF(PlotControl!$B$4 = \"Annual Max\",MAX(OFFSET(Other_1EPond!$E$10,12*$A47,4*(PlotControl!$C$6-1),12,1)),AVERAGE(OFFSET(Other_1EPond!$E$10,12*$A47,4*(PlotControl!$C$6-1),12,1)))","v":25675},null,null,null,null,null,null,null,null,null,null,null,null,null,null,null,null,null,null,null,43.500000000000099,{"$f":"IF($X47<=7,OFFSET('2EPond'!$C$10,12*$X47,4*(PlotControl!$C$6-1),1,1),OFFSET('1EPond'!$C$10,12*$X47,4*(PlotControl!$C$6-1),1,1))","v":15464},{"$f":"IF(X47<=7,OFFSET('2EPond'!$D$10,12*$X47,4*(PlotControl!$C$6-1),1,1),OFFSET('1EPond'!$D$10,12*$X47,4*(PlotControl!$C$6-1),1,1))","v":16270},{"$f":"IF(X47<=7,OFFSET('2EPond'!$E$10,12*$X47,4*(PlotControl!$C$6-1),1,1),OFFSET('1EPond'!$E$10,12*$X47,4*(PlotControl!$C$6-1),1,1))","v":17093}]
[43,{"$f":"IF(PlotControl!$B$4 = \"Annual Max\",MAX(OFFSET(Other_1EPond!$C$10,12*$A48,4*(PlotControl!$C$6-1),12,1)),AVERAGE(OFFSET(Other_1EPond!$C$10,12*$A48,4*(PlotControl!$C$6-1),12,1)))","v":19231},{"$f":"IF(PlotControl!$B$4 = \"Annual Max\",MAX(OFFSET(Other_1EPond!$D$10,12*$A48,4*(PlotControl!$C$6-1),12,1)),AVERAGE(OFFSET(Other_1EPond!$D$10,12*$A48,4*(PlotControl!$C$6-1),12,1)))","v":21884},{"$f":"IF(PlotControl!$B$4 = \"Annual Max\",MAX(OFFSET(Other_1EPond!$E$10,12*$A48,4*(PlotControl!$C$6-1),12,1)),AVERAGE(OFFSET(Other_1EPond!$E$10,12*$A48,4*(PlotControl!$C$6-1),12,1)))","v":25306},null,null,null,null,null,null,null,null,null,null,null,null,null,null,null,null,null,null,null,43.583333333333435,{"$f":"IF($X48<=7,OFFSET('2EPond'!$C$10,12*$X48,4*(PlotControl!$C$6-1),1,1),OFFSET('1EPond'!$C$10,12*$X48,4*(PlotControl!$C$6-1),1,1))","v":15388},{"$f":"IF(X48<=7,OFFSET('2EPond'!$D$10,12*$X48,4*(PlotControl!$C$6-1),1,1),OFFSET('1EPond'!$D$10,12*$X48,4*(PlotControl!$C$6-1),1,1))","v":16228},{"$f":"IF(X48<=7,OFFSET('2EPond'!$E$10,12*$X48,4*(PlotControl!$C$6-1),1,1),OFFSET('1EPond'!$E$10,12*$X48,4*(PlotControl!$C$6-1),1,1))","v":17070}]
[44,{"$f":"IF(PlotControl!$B$4 = \"Annual Max\",MAX(OFFSET(Other_1EPond!$C$10,12*$A49,4*(PlotControl!$C$6-1),12,1)),AVERAGE(OFFSET(Other_1EPond!$C$10,12*$A49,4*(PlotControl!$C$6-1),12,1)))","v":18902},{"$f":"IF(PlotControl!$B$4 = \"Annual Max\",MAX(OFFSET(Other_1EPond!$D$10,12*$A49,4*(PlotControl!$C$6-1),12,1)),AVERAGE(OFFSET(Other_1EPond!$D$10,12*$A49,4*(PlotControl!$C$6-1),12,1)))","v":21564},{"$f":"IF(PlotControl!$B$4 = \"Annual Max\",MAX(OFFSET(Other_1EPond!$E$10,12*$A49,4*(PlotControl!$C$6-1),12,1)),AVERAGE(OFFSET(Other_1EPond!$E$10,12*$A49,4*(PlotControl!$C$6-1),12,1)))","v":24595},null,null,null,null,null,null,null,null,null,null,null,null,null,null,null,null,null,null,null,43.666666666666771,{"$f":"IF($X49<=7,OFFSET('2EPond'!$C$10,12*$X49,4*(PlotControl!$C$6-1),1,1),OFFSET('1EPond'!$C$10,12*$X49,4*(PlotControl!$C$6-1),1,1))","v":15341},{"$f":"IF(X49<=7,OFFSET('2EPond'!$D$10,12*$X49,4*(PlotControl!$C$6-1),1,1),OFFSET('1EPond'!$D$10,12*$X49,4*(PlotControl!$C$6-1),1,1))","v":16199},{"$f":"IF(X49<=7,OFFSET('2EPond'!$E$10,12*$X49,4*(PlotControl!$C$6-1),1,1),OFFSET('1EPond'!$E$10,12*$X49,4*(PlotControl!$C$6-1),1,1))","v":17046}]
[45,{"$f":"IF(PlotControl!$B$4 = \"Annual Max\",MAX(OFFSET(Other_1EPond!$C$10,12*$A50,4*(PlotControl!$C$6-1),12,1)),AVERAGE(OFFSET(Other_1EPond!$C$10,12*$A50,4*(PlotControl!$C$6-1),12,1)))","v":18624},{"$f":"IF(PlotControl!$B$4 = \"Annual Max\",MAX(OFFSET(Other_1EPond!$D$10,12*$A50,4*(PlotControl!$C$6-1),12,1)),AVERAGE(OFFSET(Other_1EPond!$D$10,12*$A50,4*(PlotControl!$C$6-1),12,1)))","v":21224},{"$f":"IF(PlotControl!$B$4 = \"Annual Max\",MAX(OFFSET(Other_1EPond!$E$10,12*$A50,4*(PlotControl!$C$6-1),12,1)),AVERAGE(OFFSET(Other_1EPond!$E$10,12*$A50,4*(PlotControl!$C$6-1),12,1)))","v":24258},null,null,null,null,null,null,null,null,null,null,null,null,null,null,null,null,null,null,null,43.750000000000107,{"$f":"IF($X50<=7,OFFSET('2EPond'!$C$10,12*$X50,4*(PlotControl!$C$6-1),1,1),OFFSET('1EPond'!$C$10,12*$X50,4*(PlotControl!$C$6-1),1,1))","v":15189},{"$f":"IF(X50<=7,OFFSET('2EPond'!$D$10,12*$X50,4*(PlotControl!$C$6-1),1,1),OFFSET('1EPond'!$D$10,12*$X50,4*(PlotControl!$C$6-1),1,1))","v":16101},{"$f":"IF(X50<=7,OFFSET('2EPond'!$E$10,12*$X50,4*(PlotControl!$C$6-1),1,1),OFFSET('1EPond'!$E$10,12*$X50,4*(PlotControl!$C$6-1),1,1))","v":16962}]
[46,{"$f":"IF(PlotControl!$B$4 = \"Annual Max\",MAX(OFFSET(Other_1EPond!$C$10,12*$A51,4*(PlotControl!$C$6-1),12,1)),AVERAGE(OFFSET(Other_1EPond!$C$10,12*$A51,4*(PlotControl!$C$6-1),12,1)))","v":18443},{"$f":"IF(PlotControl!$B$4 = \"Annual Max\",MAX(OFFSET(Other_1EPond!$D$10,12*$A51,4*(PlotControl!$C$6-1),12,1)),AVERAGE(OFFSET(Other_1EPond!$D$10,12*$A51,4*(PlotControl!$C$6-1),12,1)))","v":20998},{"$f":"IF(PlotControl!$B$4 = \"Annual Max\",MAX(OFFSET(Other_1EPond!$E$10,12*$A51,4*(PlotControl!$C$6-1),12,1)),AVERAGE(OFFSET(Other_1EPond!$E$10,12*$A51,4*(PlotControl!$C$6-1),12,1)))","v":23906},null,null,null,null,null,null,null,null,null,null,null,null,null,null,null,null,null,null,null,43.833333333333442,{"$f":"IF($X51<=7,OFFSET('2EPond'!$C$10,12*$X51,4*(PlotControl!$C$6-1),1,1),OFFSET('1EPond'!$C$10,12*$X51,4*(PlotControl!$C$6-1),1,1))","v":15121},{"$f":"IF(X51<=7,OFFSET('2EPond'!$D$10,12*$X51,4*(PlotControl!$C$6-1),1,1),OFFSET('1EPond'!$D$10,12*$X51,4*(PlotControl!$C$6-1),1,1))","v":16051},{"$f":"IF(X51<=7,OFFSET('2EPond'!$E$10,12*$X51,4*(PlotControl!$C$6-1),1,1),OFFSET('1EPond'!$E$10,12*$X51,4*(PlotControl!$C$6-1),1,1))","v":16926}]
[47,{"$f":"IF(PlotControl!$B$4 = \"Annual Max\",MAX(OFFSET(Other_1EPond!$C$10,12*$A52,4*(PlotControl!$C$6-1),12,1)),AVERAGE(OFFSET(Other_1EPond!$C$10,12*$A52,4*(PlotControl!$C$6-1),12,1)))","v":18216},{"$f":"IF(PlotControl!$B$4 = \"Annual Max\",MAX(OFFSET(Other_1EPond!$D$10,12*$A52,4*(PlotControl!$C$6-1),12,1)),AVERAGE(OFFSET(Other_1EPond!$D$10,12*$A52,4*(PlotControl!$C$6-1),12,1)))","v":20781},{"$f":"IF(PlotControl!$B$4 = \"Annual Max\",MAX(OFFSET(Other_1EPond!$E$10,12*$A52,4*(PlotControl!$C$6-1),12,1)),AVERAGE(OFFSET(Other_1EPond!$E$10,12*$A52,4*(PlotControl!$C$6-1),12,1)))","v":23559},null,null,null,null,null,null,null,null,null,null,null,null,null,null,null,null,null,null,null,43.916666666666778,{"$f":"IF($X52<=7,OFFSET('2EPond'!$C$10,12*$X52,4*(PlotControl!$C$6-1),1,1),OFFSET('1EPond'!$C$10,12*$X52,4*(PlotControl!$C$6-1),1,1))","v":15096},{"$f":"IF(X52<=7,OFFSET('2EPond'!$D$10,12*$X52,4*(PlotControl!$C$6-1),1,1),OFFSET('1EPond'!$D$10,12*$X52,4*(PlotControl!$C$6-1),1,1))","v":16006},{"$f":"IF(X52<=7,OFFSET('2EPond'!$E$10,12*$X52,4*(PlotControl!$C$6-1),1,1),OFFSET('1EPond'!$E$10,12*$X52,4*(PlotControl!$C$6-1),1,1))","v":16867}]
[48,{"$f":"IF(PlotControl!$B$4 = \"Annual Max\",MAX(OFFSET(Other_1EPond!$C$10,12*$A53,4*(PlotControl!$C$6-1),12,1)),AVERAGE(OFFSET(Other_1EPond!$C$10,12*$A53,4*(PlotControl!$C$6-1),12,1)))","v":18075},{"$f":"IF(PlotControl!$B$4 = \"Annual Max\",MAX(OFFSET(Other_1EPond!$D$10,12*$A53,4*(PlotControl!$C$6-1),12,1)),AVERAGE(OFFSET(Other_1EPond!$D$10,12*$A53,4*(PlotControl!$C$6-1),12,1)))","v":20719},{"$f":"IF(PlotControl!$B$4 = \"Annual Max\",MAX(OFFSET(Other_1EPond!$E$10,12*$A53,4*(PlotControl!$C$6-1),12,1)),AVERAGE(OFFSET(Other_1EPond!$E$10,12*$A53,4*(PlotControl!$C$6-1),12,1)))","v":23444},null,null,null,null,null,null,null,null,null,null,null,null,null,null,null,null,null,null,null,44.000000000000114,{"$f":"IF($X53<=7,OFFSET('2EPond'!$C$10,12*$X53,4*(PlotControl!$C$6-1),1,1),OFFSET('1EPond'!$C$10,12*$X53,4*(PlotControl!$C$6-1),1,1))","v":15071},{"$f":"IF(X53<=7,OFFSET('2EPond'!$D$10,12*$X53,4*(PlotControl!$C$6-1),1,1),OFFSET('1EPond'!$D$10,12*$X53,4*(PlotControl!$C$6-1),1,1))","v":15948},{"$f":"IF(X53<=7,OFFSET('2EPond'!$E$10,12*$X53,4*(PlotControl!$C$6-1),1,1),OFFSET('1EPond'!$E$10,12*$X53,4*(PlotControl!$C$6-1),1,1))","v":16767}]
[49,{"$f":"IF(PlotControl!$B$4 = \"Annual Max\",MAX(OFFSET(Other_1EPond!$C$10,12*$A54,4*(PlotControl!$C$6-1),12,1)),AVERAGE(OFFSET(Other_1EPond!$C$10,12*$A54,4*(PlotControl!$C$6-1),12,1)))","v":18194},{"$f":"IF(PlotControl!$B$4 = \"Annual Max\",MAX(OFFSET(Other_1EPond!$D$10,12*$A54,4*(PlotControl!$C$6-1),12,1)),AVERAGE(OFFSET(Other_1EPond!$D$10,12*$A54,4*(PlotControl!$C$6-1),12,1)))","v":20454},{"$f":"IF(PlotControl!$B$4 = \"Annual Max\",MAX(OFFSET(Other_1EPond!$E$10,12*$A54,4*(PlotControl!$C$6-1),12,1)),AVERAGE(OFFSET(Other_1EPond!$E$10,12*$A54,4*(PlotControl!$C$6-1),12,1)))","v":23249},null,null,null,null,null,null,null,null,null,null,null,null,null,null,null,null,null,null,null,44.083333333333449,{"$f":"IF($X54<=7,OFFSET('2EPond'!$C$10,12*$X54,4*(PlotControl!$C$6-1),1,1),OFFSET('1EPond'!$C$10,12*$X54,4*(PlotControl!$C$6-1),1,1))","v":15060},{"$f":"IF(X54<=7,OFFSET('2EPond'!$D$10,12*$X54,4*(PlotControl!$C$6-1),1,1),OFFSET('1EPond'!$D$10,12*$X54,4*(PlotControl!$C$6-1),1,1))","v":15921},{"$f":"IF(X54<=7,OFFSET('2EPond'!$E$10,12*$X54,4*(PlotControl!$C$6-1),1,1),OFFSET('1EPond'!$E$10,12*$X54,4*(PlotControl!$C$6-1),1,1))","v":16706}]
[50,{"$f":"IF(PlotControl!$B$4 = \"Annual Max\",MAX(OFFSET(Other_1EPond!$C$10,12*$A55,4*(PlotControl!$C$6-1),12,1)),AVERAGE(OFFSET(Other_1EPond!$C$10,12*$A55,4*(PlotControl!$C$6-1),12,1)))","v":17898},{"$f":"IF(PlotControl!$B$4 = \"Annual Max\",MAX(OFFSET(Other_1EPond!$D$10,12*$A55,4*(PlotControl!$C$6-1),12,1)),AVERAGE(OFFSET(Other_1EPond!$D$10,12*$A55,4*(PlotControl!$C$6-1),12,1)))","v":20385},{"$f":"IF(PlotControl!$B$4 = \"Annual Max\",MAX(OFFSET(Other_1EPond!$E$10,12*$A55,4*(PlotControl!$C$6-1),12,1)),AVERAGE(OFFSET(Other_1EPond!$E$10,12*$A55,4*(PlotControl!$C$6-1),12,1)))","v":22920},null,null,null,null,null,null,null,null,null,null,null,null,null,null,null,null,null,null,null,44.166666666666785,{"$f":"IF($X55<=7,OFFSET('2EPond'!$C$10,12*$X55,4*(PlotControl!$C$6-1),1,1),OFFSET('1EPond'!$C$10,12*$X55,4*(PlotControl!$C$6-1),1,1))","v":15071},{"$f":"IF(X55<=7,OFFSET('2EPond'!$D$10,12*$X55,4*(PlotControl!$C$6-1),1,1),OFFSET('1EPond'!$D$10,12*$X55,4*(PlotControl!$C$6-1),1,1))","v":15907},{"$f":"IF(X55<=7,OFFSET('2EPond'!$E$10,12*$X55,4*(PlotControl!$C$6-1),1,1),OFFSET('1EPond'!$E$10,12*$X55,4*(PlotControl!$C$6-1),1,1))","v":16667}]
[51,{"$f":"IF(PlotControl!$B$4 = \"Annual Max\",MAX(OFFSET(Other_1EPond!$C$10,12*$A56,4*(PlotControl!$C$6-1),12,1)),AVERAGE(OFFSET(Other_1EPond!$C$10,12*$A56,4*(PlotControl!$C$6-1),12,1)))","v":17805},{"$f":"IF(PlotControl!$B$4 = \"Annual Max\",MAX(OFFSET(Other_1EPond!$D$10,12*$A56,4*(PlotControl!$C$6-1),12,1)),AVERAGE(OFFSET(Other_1EPond!$D$10,12*$A56,4*(PlotControl!$C$6-1),12,1)))","v":20338},{"$f":"IF(PlotControl!$B$4 = \"Annual Max\",MAX(OFFSET(Other_1EPond!$E$10,12*$A56,4*(PlotControl!$C$6-1),12,1)),AVERAGE(OFFSET(Other_1EPond!$E$10,12*$A56,4*(PlotControl!$C$6-1),12,1)))","v":22646},null,null,null,null,null,null,null,null,null,null,null,null,null,null,null,null,null,null,null,44.250000000000121,{"$f":"IF($X56<=7,OFFSET('2EPond'!$C$10,12*$X56,4*(PlotControl!$C$6-1),1,1),OFFSET('1EPond'!$C$10,12*$X56,4*(PlotControl!$C$6-1),1,1))","v":15095},{"$f":"IF(X56<=7,OFFSET('2EPond'!$D$10,12*$X56,4*(PlotControl!$C$6-1),1,1),OFFSET('1EPond'!$D$10,12*$X56,4*(PlotControl!$C$6-1),1,1))","v":15931},{"$f":"IF(X56<=7,OFFSET('2EPond'!$E$10,12*$X56,4*(PlotControl!$C$6-1),1,1),OFFSET('1EPond'!$E$10,12*$X56,4*(PlotControl!$C$6-1),1,1))","v":16662}]
[52,{"$f":"IF(PlotControl!$B$4 = \"Annual Max\",MAX(OFFSET(Other_1EPond!$C$10,12*$A57,4*(PlotControl!$C$6-1),12,1)),AVERAGE(OFFSET(Other_1EPond!$C$10,12*$A57,4*(PlotControl!$C$6-1),12,1)))","v":17829},{"$f":"IF(PlotControl!$B$4 = \"Annual Max\",MAX(OFFSET(Other_1EPond!$D$10,12*$A57,4*(PlotControl!$C$6-1),12,1)),AVERAGE(OFFSET(Other_1EPond!$D$10,12*$A57,4*(PlotControl!$C$6-1),12,1)))","v":20221},{"$f":"IF(PlotControl!$B$4 = \"Annual Max\",MAX(OFFSET(Other_1EPond!$E$10,12*$A57,4*(PlotControl!$C$6-1),12,1)),AVERAGE(OFFSET(Other_1EPond!$E$10,12*$A57,4*(PlotControl!$C$6-1),12,1)))","v":22686},null,null,null,null,null,null,null,null,null,null,null,null,null,null,null,null,null,null,null,44.333333333333456,{"$f":"IF($X57<=7,OFFSET('2EPond'!$C$10,12*$X57,4*(PlotControl!$C$6-1),1,1),OFFSET('1EPond'!$C$10,12*$X57,4*(PlotControl!$C$6-1),1,1))","v":15163},{"$f":"IF(X57<=7,OFFSET('2EPond'!$D$10,12*$X57,4*(PlotControl!$C$6-1),1,1),OFFSET('1EPond'!$D$10,12*$X57,4*(PlotControl!$C$6-1),1,1))","v":15996},{"$f":"IF(X57<=7,OFFSET('2EPond'!$E$10,12*$X57,4*(PlotControl!$C$6-1),1,1),OFFSET('1EPond'!$E$10,12*$X57,4*(PlotControl!$C$6-1),1,1))","v":16738}]
[53,{"$f":"IF(PlotControl!$B$4 = \"Annual Max\",MAX(OFFSET(Other_1EPond!$C$10,12*$A58,4*(PlotControl!$C$6-1),12,1)),AVERAGE(OFFSET(Other_1EPond!$C$10,12*$A58,4*(PlotControl!$C$6-1),12,1)))","v":17636},{"$f":"IF(PlotControl!$B$4 = \"Annual Max\",MAX(OFFSET(Other_1EPond!$D$10,12*$A58,4*(PlotControl!$C$6-1),12,1)),AVERAGE(OFFSET(Other_1EPond!$D$10,12*$A58,4*(PlotControl!$C$6-1),12,1)))","v":20134},{"$f":"IF(PlotControl!$B$4 = \"Annual Max\",MAX(OFFSET(Other_1EPond!$E$10,12*$A58,4*(PlotControl!$C$6-1),12,1)),AVERAGE(OFFSET(Other_1EPond!$E$10,12*$A58,4*(PlotControl!$C$6-1),12,1)))","v":22834},null,null,null,null,null,null,null,null,null,null,null,null,null,null,null,null,null,null,null,44.416666666666792,{"$f":"IF($X58<=7,OFFSET('2EPond'!$C$10,12*$X58,4*(PlotControl!$C$6-1),1,1),OFFSET('1EPond'!$C$10,12*$X58,4*(PlotControl!$C$6-1),1,1))","v":15165},{"$f":"IF(X58<=7,OFFSET('2EPond'!$D$10,12*$X58,4*(PlotControl!$C$6-1),1,1),OFFSET('1EPond'!$D$10,12*$X58,4*(PlotControl!$C$6-1),1,1))","v":15964},{"$f":"IF(X58<=7,OFFSET('2EPond'!$E$10,12*$X58,4*(PlotControl!$C$6-1),1,1),OFFSET('1EPond'!$E$10,12*$X58,4*(PlotControl!$C$6-1),1,1))","v":16746}]
[54,{"$f":"IF(PlotControl!$B$4 = \"Annual Max\",MAX(OFFSET(Other_1EPond!$C$10,12*$A59,4*(PlotControl!$C$6-1),12,1)),AVERAGE(OFFSET(Other_1EPond!$C$10,12*$A59,4*(PlotControl!$C$6-1),12,1)))","v":17758},{"$f":"IF(PlotControl!$B$4 = \"Annual Max\",MAX(OFFSET(Other_1EPond!$D$10,12*$A59,4*(PlotControl!$C$6-1),12,1)),AVERAGE(OFFSET(Other_1EPond!$D$10,12*$A59,4*(PlotControl!$C$6-1),12,1)))","v":20068},{"$f":"IF(PlotControl!$B$4 = \"Annual Max\",MAX(OFFSET(Other_1EPond!$E$10,12*$A59,4*(PlotControl!$C$6-1),12,1)),AVERAGE(OFFSET(Other_1EPond!$E$10,12*$A59,4*(PlotControl!$C$6-1),12,1)))","v":22690},null,null,null,null,null,null,null,null,null,null,null,null,null,null,null,null,null,null,null,44.500000000000128,{"$f":"IF($X59<=7,OFFSET('2EPond'!$C$10,12*$X59,4*(PlotControl!$C$6-1),1,1),OFFSET('1EPond'!$C$10,12*$X59,4*(PlotControl!$C$6-1),1,1))","v":15076},{"$f":"IF(X59<=7,OFFSET('2EPond'!$D$10,12*$X59,4*(PlotControl!$C$6-1),1,1),OFFSET('1EPond'!$D$10,12*$X59,4*(PlotControl!$C$6-1),1,1))","v":15835},{"$f":"IF(X59<=7,OFFSET('2EPond'!$E$10,12*$X59,4*(PlotControl!$C$6-1),1,1),OFFSET('1EPond'!$E$10,12*$X59,4*(PlotControl!$C$6-1),1,1))","v":16662}]
[55,{"$f":"IF(PlotControl!$B$4 = \"Annual Max\",MAX(OFFSET(Other_1EPond!$C$10,12*$A60,4*(PlotControl!$C$6-1),12,1)),AVERAGE(OFFSET(Other_1EPond!$C$10,12*$A60,4*(PlotControl!$C$6-1),12,1)))","v":17818},{"$f":"IF(PlotControl!$B$4 = \"Annual Max\",MAX(OFFSET(Other_1EPond!$D$10,12*$A60,4*(PlotControl!$C$6-1),12,1)),AVERAGE(OFFSET(Other_1EPond!$D$10,12*$A60,4*(PlotControl!$C$6-1),12,1)))","v":19971},{"$f":"IF(PlotControl!$B$4 = \"Annual Max\",MAX(OFFSET(Other_1EPond!$E$10,12*$A60,4*(PlotControl!$C$6-1),12,1)),AVERAGE(OFFSET(Other_1EPond!$E$10,12*$A60,4*(PlotControl!$C$6-1),12,1)))","v":22730},null,null,null,null,null,null,null,null,null,null,null,null,null,null,null,null,null,null,null,44.583333333333464,{"$f":"IF($X60<=7,OFFSET('2EPond'!$C$10,12*$X60,4*(PlotControl!$C$6-1),1,1),OFFSET('1EPond'!$C$10,12*$X60,4*(PlotControl!$C$6-1),1,1))","v":14998},{"$f":"IF(X60<=7,OFFSET('2EPond'!$D$10,12*$X60,4*(PlotControl!$C$6-1),1,1),OFFSET('1EPond'!$D$10,12*$X60,4*(PlotControl!$C$6-1),1,1))","v":15805},{"$f":"IF(X60<=7,OFFSET('2EPond'!$E$10,12*$X60,4*(PlotControl!$C$6-1),1,1),OFFSET('1EPond'!$E$10,12*$X60,4*(PlotControl!$C$6-1),1,1))","v":16659}]
[56,{"$f":"IF(PlotControl!$B$4 = \"Annual Max\",MAX(OFFSET(Other_1EPond!$C$10,12*$A61,4*(PlotControl!$C$6-1),12,1)),AVERAGE(OFFSET(Other_1EPond!$C$10,12*$A61,4*(PlotControl!$C$6-1),12,1)))","v":17651},{"$f":"IF(PlotControl!$B$4 = \"Annual Max\",MAX(OFFSET(Other_1EPond!$D$10,12*$A61,4*(PlotControl!$C$6-1),12,1)),AVERAGE(OFFSET(Other_1EPond!$D$10,12*$A61,4*(PlotControl!$C$6-1),12,1)))","v":20060},{"$f":"IF(PlotControl!$B$4 = \"Annual Max\",MAX(OFFSET(Other_1EPond!$E$10,12*$A61,4*(PlotControl!$C$6-1),12,1)),AVERAGE(OFFSET(Other_1EPond!$E$10,12*$A61,4*(PlotControl!$C$6-1),12,1)))","v":22629},null,null,null,null,null,null,null,null,null,null,null,null,null,null,null,null,null,null,null,44.666666666666799,{"$f":"IF($X61<=7,OFFSET('2EPond'!$C$10,12*$X61,4*(PlotControl!$C$6-1),1,1),OFFSET('1EPond'!$C$10,12*$X61,4*(PlotControl!$C$6-1),1,1))","v":14951},{"$f":"IF(X61<=7,OFFSET('2EPond'!$D$10,12*$X61,4*(PlotControl!$C$6-1),1,1),OFFSET('1EPond'!$D$10,12*$X61,4*(PlotControl!$C$6-1),1,1))","v":15785},{"$f":"IF(X61<=7,OFFSET('2EPond'!$E$10,12*$X61,4*(PlotControl!$C$6-1),1,1),OFFSET('1EPond'!$E$10,12*$X61,4*(PlotControl!$C$6-1),1,1))","v":16654}]
[57,{"$f":"IF(PlotControl!$B$4 = \"Annual Max\",MAX(OFFSET(Other_1EPond!$C$10,12*$A62,4*(PlotControl!$C$6-1),12,1)),AVERAGE(OFFSET(Other_1EPond!$C$10,12*$A62,4*(PlotControl!$C$6-1),12,1)))","v":17516},{"$f":"IF(PlotControl!$B$4 = \"Annual Max\",MAX(OFFSET(Other_1EPond!$D$10,12*$A62,4*(PlotControl!$C$6-1),12,1)),AVERAGE(OFFSET(Other_1EPond!$D$10,12*$A62,4*(PlotControl!$C$6-1),12,1)))","v":19983},{"$f":"IF(PlotControl!$B$4 = \"Annual Max\",MAX(OFFSET(Other_1EPond!$E$10,12*$A62,4*(PlotControl!$C$6-1),12,1)),AVERAGE(OFFSET(Other_1EPond!$E$10,12*$A62,4*(PlotControl!$C$6-1),12,1)))","v":22523},null,null,null,null,null,null,null,null,null,null,null,null,null,null,null,null,null,null,null,44.750000000000135,{"$f":"IF($X62<=7,OFFSET('2EPond'!$C$10,12*$X62,4*(PlotControl!$C$6-1),1,1),OFFSET('1EPond'!$C$10,12*$X62,4*(PlotControl!$C$6-1),1,1))","v":14829},{"$f":"IF(X62<=7,OFFSET('2EPond'!$D$10,12*$X62,4*(PlotControl!$C$6-1),1,1),OFFSET('1EPond'!$D$10,12*$X62,4*(PlotControl!$C$6-1),1,1))","v":15696},{"$f":"IF(X62<=7,OFFSET('2EPond'!$E$10,12*$X62,4*(PlotControl!$C$6-1),1,1),OFFSET('1EPond'!$E$10,12*$X62,4*(PlotControl!$C$6-1),1,1))","v":16594}]
[58,{"$f":"IF(PlotControl!$B$4 = \"Annual Max\",MAX(OFFSET(Other_1EPond!$C$10,12*$A63,4*(PlotControl!$C$6-1),12,1)),AVERAGE(OFFSET(Other_1EPond!$C$10,12*$A63,4*(PlotControl!$C$6-1),12,1)))","v":17251},{"$f":"IF(PlotControl!$B$4 = \"Annual Max\",MAX(OFFSET(Other_1EPond!$D$10,12*$A63,4*(PlotControl!$C$6-1),12,1)),AVERAGE(OFFSET(Other_1EPond!$D$10,12*$A63,4*(PlotControl!$C$6-1),12,1)))","v":20046},{"$f":"IF(PlotControl!$B$4 = \"Annual Max\",MAX(OFFSET(Other_1EPond!$E$10,12*$A63,4*(PlotControl!$C$6-1),12,1)),AVERAGE(OFFSET(Other_1EPond!$E$10,12*$A63,4*(PlotControl!$C$6-1),12,1)))","v":22444},null,null,null,null,null,null,null,null,null,null,null,null,null,null,null,null,null,null,null,44.833333333333471,{"$f":"IF($X63<=7,OFFSET('2EPond'!$C$10,12*$X63,4*(PlotControl!$C$6-1),1,1),OFFSET('1EPond'!$C$10,12*$X63,4*(PlotControl!$C$6-1),1,1))","v":14789},{"$f":"IF(X63<=7,OFFSET('2EPond'!$D$10,12*$X63,4*(PlotControl!$C$6-1),1,1),OFFSET('1EPond'!$D$10,12*$X63,4*(PlotControl!$C$6-1),1,1))","v":15652},{"$f":"IF(X63<=7,OFFSET('2EPond'!$E$10,12*$X63,4*(PlotControl!$C$6-1),1,1),OFFSET('1EPond'!$E$10,12*$X63,4*(PlotControl!$C$6-1),1,1))","v":16543}]
[59,{"$f":"IF(PlotControl!$B$4 = \"Annual Max\",MAX(OFFSET(Other_1EPond!$C$10,12*$A64,4*(PlotControl!$C$6-1),12,1)),AVERAGE(OFFSET(Other_1EPond!$C$10,12*$A64,4*(PlotControl!$C$6-1),12,1)))","v":17433},{"$f":"IF(PlotControl!$B$4 = \"Annual Max\",MAX(OFFSET(Other_1EPond!$D$10,12*$A64,4*(PlotControl!$C$6-1),12,1)),AVERAGE(OFFSET(Other_1EPond!$D$10,12*$A64,4*(PlotControl!$C$6-1),12,1)))","v":20084},{"$f":"IF(PlotControl!$B$4 = \"Annual Max\",MAX(OFFSET(Other_1EPond!$E$10,12*$A64,4*(PlotControl!$C$6-1),12,1)),AVERAGE(OFFSET(Other_1EPond!$E$10,12*$A64,4*(PlotControl!$C$6-1),12,1)))","v":22357},null,null,null,null,null,null,null,null,null,null,null,null,null,null,null,null,null,null,null,44.916666666666806,{"$f":"IF($X64<=7,OFFSET('2EPond'!$C$10,12*$X64,4*(PlotControl!$C$6-1),1,1),OFFSET('1EPond'!$C$10,12*$X64,4*(PlotControl!$C$6-1),1,1))","v":14762},{"$f":"IF(X64<=7,OFFSET('2EPond'!$D$10,12*$X64,4*(PlotControl!$C$6-1),1,1),OFFSET('1EPond'!$D$10,12*$X64,4*(PlotControl!$C$6-1),1,1))","v":15614},{"$f":"IF(X64<=7,OFFSET('2EPond'!$E$10,12*$X64,4*(PlotControl!$C$6-1),1,1),OFFSET('1EPond'!$E$10,12*$X64,4*(PlotControl!$C$6-1),1,1))","v":16490}]
[60,{"$f":"IF(PlotControl!$B$4 = \"Annual Max\",MAX(OFFSET(Other_1EPond!$C$10,12*$A65,4*(PlotControl!$C$6-1),12,1)),AVERAGE(OFFSET(Other_1EPond!$C$10,12*$A65,4*(PlotControl!$C$6-1),12,1)))","v":17485},{"$f":"IF(PlotControl!$B$4 = \"Annual Max\",MAX(OFFSET(Other_1EPond!$D$10,12*$A65,4*(PlotControl!$C$6-1),12,1)),AVERAGE(OFFSET(Other_1EPond!$D$10,12*$A65,4*(PlotControl!$C$6-1),12,1)))","v":19926},{"$f":"IF(PlotControl!$B$4 = \"Annual Max\",MAX(OFFSET(Other_1EPond!$E$10,12*$A65,4*(PlotControl!$C$6-1),12,1)),AVERAGE(OFFSET(Other_1EPond!$E$10,12*$A65,4*(PlotControl!$C$6-1),12,1)))","v":22159},null,null,null,null,null,null,null,null,null,null,null,null,null,null,null,null,null,null,null,45.000000000000142,{"$f":"IF($X65<=7,OFFSET('2EPond'!$C$10,12*$X65,4*(PlotControl!$C$6-1),1,1),OFFSET('1EPond'!$C$10,12*$X65,4*(PlotControl!$C$6-1),1,1))","v":14730},{"$f":"IF(X65<=7,OFFSET('2EPond'!$D$10,12*$X65,4*(PlotControl!$C$6-1),1,1),OFFSET('1EPond'!$D$10,12*$X65,4*(PlotControl!$C$6-1),1,1))","v":15568},{"$f":"IF(X65<=7,OFFSET('2EPond'!$E$10,12*$X65,4*(PlotControl!$C$6-1),1,1),OFFSET('1EPond'!$E$10,12*$X65,4*(PlotControl!$C$6-1),1,1))","v":16408}]
[61,{"$f":"IF(PlotControl!$B$4 = \"Annual Max\",MAX(OFFSET(Other_1EPond!$C$10,12*$A66,4*(PlotControl!$C$6-1),12,1)),AVERAGE(OFFSET(Other_1EPond!$C$10,12*$A66,4*(PlotControl!$C$6-1),12,1)))","v":17419},{"$f":"IF(PlotControl!$B$4 = \"Annual Max\",MAX(OFFSET(Other_1EPond!$D$10,12*$A66,4*(PlotControl!$C$6-1),12,1)),AVERAGE(OFFSET(Other_1EPond!$D$10,12*$A66,4*(PlotControl!$C$6-1),12,1)))","v":19775},{"$f":"IF(PlotControl!$B$4 = \"Annual Max\",MAX(OFFSET(Other_1EPond!$E$10,12*$A66,4*(PlotControl!$C$6-1),12,1)),AVERAGE(OFFSET(Other_1EPond!$E$10,12*$A66,4*(PlotControl!$C$6-1),12,1)))","v":22446},null,null,null,null,null,null,null,null,null,null,null,null,null,null,null,null,null,null,null,45.083333333333478,{"$f":"IF($X66<=7,OFFSET('2EPond'!$C$10,12*$X66,4*(PlotControl!$C$6-1),1,1),OFFSET('1EPond'!$C$10,12*$X66,4*(PlotControl!$C$6-1),1,1))","v":14724},{"$f":"IF(X66<=7,OFFSET('2EPond'!$D$10,12*$X66,4*(PlotControl!$C$6-1),1,1),OFFSET('1EPond'!$D$10,12*$X66,4*(PlotControl!$C$6-1),1,1))","v":15534},{"$f":"IF(X66<=7,OFFSET('2EPond'!$E$10,12*$X66,4*(PlotControl!$C$6-1),1,1),OFFSET('1EPond'!$E$10,12*$X66,4*(PlotControl!$C$6-1),1,1))","v":16370}]
[62,{"$f":"IF(PlotControl!$B$4 = \"Annual Max\",MAX(OFFSET(Other_1EPond!$C$10,12*$A67,4*(PlotControl!$C$6-1),12,1)),AVERAGE(OFFSET(Other_1EPond!$C$10,12*$A67,4*(PlotControl!$C$6-1),12,1)))","v":17514},{"$f":"IF(PlotControl!$B$4 = \"Annual Max\",MAX(OFFSET(Other_1EPond!$D$10,12*$A67,4*(PlotControl!$C$6-1),12,1)),AVERAGE(OFFSET(Other_1EPond!$D$10,12*$A67,4*(PlotControl!$C$6-1),12,1)))","v":19682},{"$f":"IF(PlotControl!$B$4 = \"Annual Max\",MAX(OFFSET(Other_1EPond!$E$10,12*$A67,4*(PlotControl!$C$6-1),12,1)),AVERAGE(OFFSET(Other_1EPond!$E$10,12*$A67,4*(PlotControl!$C$6-1),12,1)))","v":22137},null,null,null,null,null,null,null,null,null,null,null,null,null,null,null,null,null,null,null,45.166666666666814,{"$f":"IF($X67<=7,OFFSET('2EPond'!$C$10,12*$X67,4*(PlotControl!$C$6-1),1,1),OFFSET('1EPond'!$C$10,12*$X67,4*(PlotControl!$C$6-1),1,1))","v":14746},{"$f":"IF(X67<=7,OFFSET('2EPond'!$D$10,12*$X67,4*(PlotControl!$C$6-1),1,1),OFFSET('1EPond'!$D$10,12*$X67,4*(PlotControl!$C$6-1),1,1))","v":15529},{"$f":"IF(X67<=7,OFFSET('2EPond'!$E$10,12*$X67,4*(PlotControl!$C$6-1),1,1),OFFSET('1EPond'!$E$10,12*$X67,4*(PlotControl!$C$6-1),1,1))","v":16357}]
[63,{"$f":"IF(PlotControl!$B$4 = \"Annual Max\",MAX(OFFSET(Other_1EPond!$C$10,12*$A68,4*(PlotControl!$C$6-1),12,1)),AVERAGE(OFFSET(Other_1EPond!$C$10,12*$A68,4*(PlotControl!$C$6-1),12,1)))","v":17386},{"$f":"IF(PlotControl!$B$4 = \"Annual Max\",MAX(OFFSET(Other_1EPond!$D$10,12*$A68,4*(PlotControl!$C$6-1),12,1)),AVERAGE(OFFSET(Other_1EPond!$D$10,12*$A68,4*(PlotControl!$C$6-1),12,1)))","v":19819},{"$f":"IF(PlotControl!$B$4 = \"Annual Max\",MAX(OFFSET(Other_1EPond!$E$10,12*$A68,4*(PlotControl!$C$6-1),12,1)),AVERAGE(OFFSET(Other_1EPond!$E$10,12*$A68,4*(PlotControl!$C$6-1),12,1)))","v":22295},null,null,null,null,null,null,null,null,null,null,null,null,null,null,null,null,null,null,null,45.250000000000149,{"$f":"IF($X68<=7,OFFSET('2EPond'!$C$10,12*$X68,4*(PlotControl!$C$6-1),1,1),OFFSET('1EPond'!$C$10,12*$X68,4*(PlotControl!$C$6-1),1,1))","v":14798},{"$f":"IF(X68<=7,OFFSET('2EPond'!$D$10,12*$X68,4*(PlotControl!$C$6-1),1,1),OFFSET('1EPond'!$D$10,12*$X68,4*(PlotControl!$C$6-1),1,1))","v":15565},{"$f":"IF(X68<=7,OFFSET('2EPond'!$E$10,12*$X68,4*(PlotControl!$C$6-1),1,1),OFFSET('1EPond'!$E$10,12*$X68,4*(PlotControl!$C$6-1),1,1))","v":16392}]
[64,{"$f":"IF(PlotControl!$B$4 = \"Annual Max\",MAX(OFFSET(Other_1EPond!$C$10,12*$A69,4*(PlotControl!$C$6-1),12,1)),AVERAGE(OFFSET(Other_1EPond!$C$10,12*$A69,4*(PlotControl!$C$6-1),12,1)))","v":17335},{"$f":"IF(PlotControl!$B$4 = \"Annual Max\",MAX(OFFSET(Other_1EPond!$D$10,12*$A69,4*(PlotControl!$C$6-1),12,1)),AVERAGE(OFFSET(Other_1EPond!$D$10,12*$A69,4*(PlotControl!$C$6-1),12,1)))","v":19721},{"$f":"IF(PlotControl!$B$4 = \"Annual Max\",MAX(OFFSET(Other_1EPond!$E$10,12*$A69,4*(PlotControl!$C$6-1),12,1)),AVERAGE(OFFSET(Other_1EPond!$E$10,12*$A69,4*(PlotControl!$C$6-1),12,1)))","v":22243},null,null,null,null,null,null,null,null,null,null,null,null,null,null,null,null,null,null,null,45.333333333333485,{"$f":"IF($X69<=7,OFFSET('2EPond'!$C$10,12*$X69,4*(PlotControl!$C$6-1),1,1),OFFSET('1EPond'!$C$10,12*$X69,4*(PlotControl!$C$6-1),1,1))","v":14857},{"$f":"IF(X69<=7,OFFSET('2EPond'!$D$10,12*$X69,4*(PlotControl!$C$6-1),1,1),OFFSET('1EPond'!$D$10,12*$X69,4*(PlotControl!$C$6-1),1,1))","v":15621},{"$f":"IF(X69<=7,OFFSET('2EPond'!$E$10,12*$X69,4*(PlotControl!$C$6-1),1,1),OFFSET('1EPond'!$E$10,12*$X69,4*(PlotControl!$C$6-1),1,1))","v":16459}]
[65,{"$f":"IF(PlotControl!$B$4 = \"Annual Max\",MAX(OFFSET(Other_1EPond!$C$10,12*$A70,4*(PlotControl!$C$6-1),12,1)),AVERAGE(OFFSET(Other_1EPond!$C$10,12*$A70,4*(PlotControl!$C$6-1),12,1)))","v":17316},{"$f":"IF(PlotControl!$B$4 = \"Annual Max\",MAX(OFFSET(Other_1EPond!$D$10,12*$A70,4*(PlotControl!$C$6-1),12,1)),AVERAGE(OFFSET(Other_1EPond!$D$10,12*$A70,4*(PlotControl!$C$6-1),12,1)))","v":19606},{"$f":"IF(PlotControl!$B$4 = \"Annual Max\",MAX(OFFSET(Other_1EPond!$E$10,12*$A70,4*(PlotControl!$C$6-1),12,1)),AVERAGE(OFFSET(Other_1EPond!$E$10,12*$A70,4*(PlotControl!$C$6-1),12,1)))","v":22471},null,null,null,null,null,null,null,null,null,null,null,null,null,null,null,null,null,null,null,45.416666666666821,{"$f":"IF($X70<=7,OFFSET('2EPond'!$C$10,12*$X70,4*(PlotControl!$C$6-1),1,1),OFFSET('1EPond'!$C$10,12*$X70,4*(PlotControl!$C$6-1),1,1))","v":14847},{"$f":"IF(X70<=7,OFFSET('2EPond'!$D$10,12*$X70,4*(PlotControl!$C$6-1),1,1),OFFSET('1EPond'!$D$10,12*$X70,4*(PlotControl!$C$6-1),1,1))","v":15606},{"$f":"IF(X70<=7,OFFSET('2EPond'!$E$10,12*$X70,4*(PlotControl!$C$6-1),1,1),OFFSET('1EPond'!$E$10,12*$X70,4*(PlotControl!$C$6-1),1,1))","v":16429}]
[66,{"$f":"IF(PlotControl!$B$4 = \"Annual Max\",MAX(OFFSET(Other_1EPond!$C$10,12*$A71,4*(PlotControl!$C$6-1),12,1)),AVERAGE(OFFSET(Other_1EPond!$C$10,12*$A71,4*(PlotControl!$C$6-1),12,1)))","v":17414},{"$f":"IF(PlotControl!$B$4 = \"Annual Max\",MAX(OFFSET(Other_1EPond!$D$10,12*$A71,4*(PlotControl!$C$6-1),12,1)),AVERAGE(OFFSET(Other_1EPond!$D$10,12*$A71,4*(PlotControl!$C$6-1),12,1)))","v":19676},{"$f":"IF(PlotControl!$B$4 = \"Annual Max\",MAX(OFFSET(Other_1EPond!$E$10,12*$A71,4*(PlotControl!$C$6-1),12,1)),AVERAGE(OFFSET(Other_1EPond!$E$10,12*$A71,4*(PlotControl!$C$6-1),12,1)))","v":22304},null,null,null,null,null,null,null,null,null,null,null,null,null,null,null,null,null,null,null,{"$f":"X70+1/12","v":45.500000000000156},{"$f":"IF($X71<=7,OFFSET('2EPond'!$C$10,12*$X71,4*(PlotControl!$C$6-1),1,1),OFFSET('1EPond'!$C$10,12*$X71,4*(PlotControl!$C$6-1),1,1))","v":14741},{"$f":"IF(X71<=7,OFFSET('2EPond'!$D$10,12*$X71,4*(PlotControl!$C$6-1),1,1),OFFSET('1EPond'!$D$10,12*$X71,4*(PlotControl!$C$6-1),1,1))","v":15489},{"$f":"IF(X71<=7,OFFSET('2EPond'!$E$10,12*$X71,4*(PlotControl!$C$6-1),1,1),OFFSET('1EPond'!$E$10,12*$X71,4*(PlotControl!$C$6-1),1,1))","v":16323}]
[67,{"$f":"IF(PlotControl!$B$4 = \"Annual Max\",MAX(OFFSET(Other_1EPond!$C$10,12*$A72,4*(PlotControl!$C$6-1),12,1)),AVERAGE(OFFSET(Other_1EPond!$C$10,12*$A72,4*(PlotControl!$C$6-1),12,1)))","v":17306},{"$f":"IF(PlotControl!$B$4 = \"Annual Max\",MAX(OFFSET(Other_1EPond!$D$10,12*$A72,4*(PlotControl!$C$6-1),12,1)),AVERAGE(OFFSET(Other_1EPond!$D$10,12*$A72,4*(PlotControl!$C$6-1),12,1)))","v":19649},{"$f":"IF(PlotControl!$B$4 = \"Annual Max\",MAX(OFFSET(Other_1EPond!$E$10,12*$A72,4*(PlotControl!$C$6-1),12,1)),AVERAGE(OFFSET(Other_1EPond!$E$10,12*$A72,4*(PlotControl!$C$6-1),12,1)))","v":22490},null,null,null,null,null,null,null,null,null,null,null,null,null,null,null,null,null,null,null,45.583333333333492,{"$f":"IF($X72<=7,OFFSET('2EPond'!$C$10,12*$X72,4*(PlotControl!$C$6-1),1,1),OFFSET('1EPond'!$C$10,12*$X72,4*(PlotControl!$C$6-1),1,1))","v":14669},{"$f":"IF(X72<=7,OFFSET('2EPond'!$D$10,12*$X72,4*(PlotControl!$C$6-1),1,1),OFFSET('1EPond'!$D$10,12*$X72,4*(PlotControl!$C$6-1),1,1))","v":15440},{"$f":"IF(X72<=7,OFFSET('2EPond'!$E$10,12*$X72,4*(PlotControl!$C$6-1),1,1),OFFSET('1EPond'!$E$10,12*$X72,4*(PlotControl!$C$6-1),1,1))","v":16315}]
[68,{"$f":"IF(PlotControl!$B$4 = \"Annual Max\",MAX(OFFSET(Other_1EPond!$C$10,12*$A73,4*(PlotControl!$C$6-1),12,1)),AVERAGE(OFFSET(Other_1EPond!$C$10,12*$A73,4*(PlotControl!$C$6-1),12,1)))","v":17382},{"$f":"IF(PlotControl!$B$4 = \"Annual Max\",MAX(OFFSET(Other_1EPond!$D$10,12*$A73,4*(PlotControl!$C$6-1),12,1)),AVERAGE(OFFSET(Other_1EPond!$D$10,12*$A73,4*(PlotControl!$C$6-1),12,1)))","v":19638},{"$f":"IF(PlotControl!$B$4 = \"Annual Max\",MAX(OFFSET(Other_1EPond!$E$10,12*$A73,4*(PlotControl!$C$6-1),12,1)),AVERAGE(OFFSET(Other_1EPond!$E$10,12*$A73,4*(PlotControl!$C$6-1),12,1)))","v":22312},null,null,null,null,null,null,null,null,null,null,null,null,null,null,null,null,null,null,null,45.666666666666828,{"$f":"IF($X73<=7,OFFSET('2EPond'!$C$10,12*$X73,4*(PlotControl!$C$6-1),1,1),OFFSET('1EPond'!$C$10,12*$X73,4*(PlotControl!$C$6-1),1,1))","v":14640},{"$f":"IF(X73<=7,OFFSET('2EPond'!$D$10,12*$X73,4*(PlotControl!$C$6-1),1,1),OFFSET('1EPond'!$D$10,12*$X73,4*(PlotControl!$C$6-1),1,1))","v":15408},{"$f":"IF(X73<=7,OFFSET('2EPond'!$E$10,12*$X73,4*(PlotControl!$C$6-1),1,1),OFFSET('1EPond'!$E$10,12*$X73,4*(PlotControl!$C$6-1),1,1))","v":16342}]
[69,{"$f":"IF(PlotControl!$B$4 = \"Annual Max\",MAX(OFFSET(Other_1EPond!$C$10,12*$A74,4*(PlotControl!$C$6-1),12,1)),AVERAGE(OFFSET(Other_1EPond!$C$10,12*$A74,4*(PlotControl!$C$6-1),12,1)))","v":17440},{"$f":"IF(PlotControl!$B$4 = \"Annual Max\",MAX(OFFSET(Other_1EPond!$D$10,12*$A74,4*(PlotControl!$C$6-1),12,1)),AVERAGE(OFFSET(Other_1EPond!$D$10,12*$A74,4*(PlotControl!$C$6-1),12,1)))","v":19678},{"$f":"IF(PlotControl!$B$4 = \"Annual Max\",MAX(OFFSET(Other_1EPond!$E$10,12*$A74,4*(PlotControl!$C$6-1),12,1)),AVERAGE(OFFSET(Other_1EPond!$E$10,12*$A74,4*(PlotControl!$C$6-1),12,1)))","v":22411},null,null,null,null,null,null,null,null,null,null,null,null,null,null,null,null,null,null,null,45.750000000000163,{"$f":"IF($X74<=7,OFFSET('2EPond'!$C$10,12*$X74,4*(PlotControl!$C$6-1),1,1),OFFSET('1EPond'!$C$10,12*$X74,4*(PlotControl!$C$6-1),1,1))","v":14511},{"$f":"IF(X74<=7,OFFSET('2EPond'!$D$10,12*$X74,4*(PlotControl!$C$6-1),1,1),OFFSET('1EPond'!$D$10,12*$X74,4*(PlotControl!$C$6-1),1,1))","v":15318},{"$f":"IF(X74<=7,OFFSET('2EPond'!$E$10,12*$X74,4*(PlotControl!$C$6-1),1,1),OFFSET('1EPond'!$E$10,12*$X74,4*(PlotControl!$C$6-1),1,1))","v":16292}]
[70,{"$f":"IF(PlotControl!$B$4 = \"Annual Max\",MAX(OFFSET(Other_1EPond!$C$10,12*$A75,4*(PlotControl!$C$6-1),12,1)),AVERAGE(OFFSET(Other_1EPond!$C$10,12*$A75,4*(PlotControl!$C$6-1),12,1)))","v":17418},{"$f":"IF(PlotControl!$B$4 = \"Annual Max\",MAX(OFFSET(Other_1EPond!$D$10,12*$A75,4*(PlotControl!$C$6-1),12,1)),AVERAGE(OFFSET(Other_1EPond!$D$10,12*$A75,4*(PlotControl!$C$6-1),12,1)))","v":19793},{"$f":"IF(PlotControl!$B$4 = \"Annual Max\",MAX(OFFSET(Other_1EPond!$E$10,12*$A75,4*(PlotControl!$C$6-1),12,1)),AVERAGE(OFFSET(Other_1EPond!$E$10,12*$A75,4*(PlotControl!$C$6-1),12,1)))","v":22384},null,null,null,null,null,null,null,null,null,null,null,null,null,null,null,null,null,null,null,45.833333333333499,{"$f":"IF($X75<=7,OFFSET('2EPond'!$C$10,12*$X75,4*(PlotControl!$C$6-1),1,1),OFFSET('1EPond'!$C$10,12*$X75,4*(PlotControl!$C$6-1),1,1))","v":14462},{"$f":"IF(X75<=7,OFFSET('2EPond'!$D$10,12*$X75,4*(PlotControl!$C$6-1),1,1),OFFSET('1EPond'!$D$10,12*$X75,4*(PlotControl!$C$6-1),1,1))","v":15274},{"$f":"IF(X75<=7,OFFSET('2EPond'!$E$10,12*$X75,4*(PlotControl!$C$6-1),1,1),OFFSET('1EPond'!$E$10,12*$X75,4*(PlotControl!$C$6-1),1,1))","v":16267}]
[71,{"$f":"IF(PlotControl!$B$4 = \"Annual Max\",MAX(OFFSET(Other_1EPond!$C$10,12*$A76,4*(PlotControl!$C$6-1),12,1)),AVERAGE(OFFSET(Other_1EPond!$C$10,12*$A76,4*(PlotControl!$C$6-1),12,1)))","v":17324},{"$f":"IF(PlotControl!$B$4 = \"Annual Max\",MAX(OFFSET(Other_1EPond!$D$10,12*$A76,4*(PlotControl!$C$6-1),12,1)),AVERAGE(OFFSET(Other_1EPond!$D$10,12*$A76,4*(PlotControl!$C$6-1),12,1)))","v":19692},{"$f":"IF(PlotControl!$B$4 = \"Annual Max\",MAX(OFFSET(Other_1EPond!$E$10,12*$A76,4*(PlotControl!$C$6-1),12,1)),AVERAGE(OFFSET(Other_1EPond!$E$10,12*$A76,4*(PlotControl!$C$6-1),12,1)))","v":22372},null,null,null,null,null,null,null,null,null,null,null,null,null,null,null,null,null,null,null,45.916666666666835,{"$f":"IF($X76<=7,OFFSET('2EPond'!$C$10,12*$X76,4*(PlotControl!$C$6-1),1,1),OFFSET('1EPond'!$C$10,12*$X76,4*(PlotControl!$C$6-1),1,1))","v":14435},{"$f":"IF(X76<=7,OFFSET('2EPond'!$D$10,12*$X76,4*(PlotControl!$C$6-1),1,1),OFFSET('1EPond'!$D$10,12*$X76,4*(PlotControl!$C$6-1),1,1))","v":15244},{"$f":"IF(X76<=7,OFFSET('2EPond'!$E$10,12*$X76,4*(PlotControl!$C$6-1),1,1),OFFSET('1EPond'!$E$10,12*$X76,4*(PlotControl!$C$6-1),1,1))","v":16228}]
[72,{"$f":"IF(PlotControl!$B$4 = \"Annual Max\",MAX(OFFSET(Other_1EPond!$C$10,12*$A77,4*(PlotControl!$C$6-1),12,1)),AVERAGE(OFFSET(Other_1EPond!$C$10,12*$A77,4*(PlotControl!$C$6-1),12,1)))","v":17352},{"$f":"IF(PlotControl!$B$4 = \"Annual Max\",MAX(OFFSET(Other_1EPond!$D$10,12*$A77,4*(PlotControl!$C$6-1),12,1)),AVERAGE(OFFSET(Other_1EPond!$D$10,12*$A77,4*(PlotControl!$C$6-1),12,1)))","v":19535},{"$f":"IF(PlotControl!$B$4 = \"Annual Max\",MAX(OFFSET(Other_1EPond!$E$10,12*$A77,4*(PlotControl!$C$6-1),12,1)),AVERAGE(OFFSET(Other_1EPond!$E$10,12*$A77,4*(PlotControl!$C$6-1),12,1)))","v":22264},null,null,null,null,null,null,null,null,null,null,null,null,null,null,null,null,null,null,null,46.000000000000171,{"$f":"IF($X77<=7,OFFSET('2EPond'!$C$10,12*$X77,4*(PlotControl!$C$6-1),1,1),OFFSET('1EPond'!$C$10,12*$X77,4*(PlotControl!$C$6-1),1,1))","v":14412},{"$f":"IF(X77<=7,OFFSET('2EPond'!$D$10,12*$X77,4*(PlotControl!$C$6-1),1,1),OFFSET('1EPond'!$D$10,12*$X77,4*(PlotControl!$C$6-1),1,1))","v":15199},{"$f":"IF(X77<=7,OFFSET('2EPond'!$E$10,12*$X77,4*(PlotControl!$C$6-1),1,1),OFFSET('1EPond'!$E$10,12*$X77,4*(PlotControl!$C$6-1),1,1))","v":16154}]
[73,{"$f":"IF(PlotControl!$B$4 = \"Annual Max\",MAX(OFFSET(Other_1EPond!$C$10,12*$A78,4*(PlotControl!$C$6-1),12,1)),AVERAGE(OFFSET(Other_1EPond!$C$10,12*$A78,4*(PlotControl!$C$6-1),12,1)))","v":17324},{"$f":"IF(PlotControl!$B$4 = \"Annual Max\",MAX(OFFSET(Other_1EPond!$D$10,12*$A78,4*(PlotControl!$C$6-1),12,1)),AVERAGE(OFFSET(Other_1EPond!$D$10,12*$A78,4*(PlotControl!$C$6-1),12,1)))","v":19399},{"$f":"IF(PlotControl!$B$4 = \"Annual Max\",MAX(OFFSET(Other_1EPond!$E$10,12*$A78,4*(PlotControl!$C$6-1),12,1)),AVERAGE(OFFSET(Other_1EPond!$E$10,12*$A78,4*(PlotControl!$C$6-1),12,1)))","v":22219},null,null,null,null,null,null,null,null,null,null,null,null,null,null,null,null,null,null,null,46.083333333333506,{"$f":"IF($X78<=7,OFFSET('2EPond'!$C$10,12*$X78,4*(PlotControl!$C$6-1),1,1),OFFSET('1EPond'!$C$10,12*$X78,4*(PlotControl!$C$6-1),1,1))","v":14411},{"$f":"IF(X78<=7,OFFSET('2EPond'!$D$10,12*$X78,4*(PlotControl!$C$6-1),1,1),OFFSET('1EPond'!$D$10,12*$X78,4*(PlotControl!$C$6-1),1,1))","v":15175},{"$f":"IF(X78<=7,OFFSET('2EPond'!$E$10,12*$X78,4*(PlotControl!$C$6-1),1,1),OFFSET('1EPond'!$E$10,12*$X78,4*(PlotControl!$C$6-1),1,1))","v":16121}]
[74,{"$f":"IF(PlotControl!$B$4 = \"Annual Max\",MAX(OFFSET(Other_1EPond!$C$10,12*$A79,4*(PlotControl!$C$6-1),12,1)),AVERAGE(OFFSET(Other_1EPond!$C$10,12*$A79,4*(PlotControl!$C$6-1),12,1)))","v":17243},{"$f":"IF(PlotControl!$B$4 = \"Annual Max\",MAX(OFFSET(Other_1EPond!$D$10,12*$A79,4*(PlotControl!$C$6-1),12,1)),AVERAGE(OFFSET(Other_1EPond!$D$10,12*$A79,4*(PlotControl!$C$6-1),12,1)))","v":19435},{"$f":"IF(PlotControl!$B$4 = \"Annual Max\",MAX(OFFSET(Other_1EPond!$E$10,12*$A79,4*(PlotControl!$C$6-1),12,1)),AVERAGE(OFFSET(Other_1EPond!$E$10,12*$A79,4*(PlotControl!$C$6-1),12,1)))","v":22220},null,null,null,null,null,null,null,null,null,null,null,null,null,null,null,null,null,null,null,46.166666666666842,{"$f":"IF($X79<=7,OFFSET('2EPond'!$C$10,12*$X79,4*(PlotControl!$C$6-1),1,1),OFFSET('1EPond'!$C$10,12*$X79,4*(PlotControl!$C$6-1),1,1))","v":14421},{"$f":"IF(X79<=7,OFFSET('2EPond'!$D$10,12*$X79,4*(PlotControl!$C$6-1),1,1),OFFSET('1EPond'!$D$10,12*$X79,4*(PlotControl!$C$6-1),1,1))","v":15170},{"$f":"IF(X79<=7,OFFSET('2EPond'!$E$10,12*$X79,4*(PlotControl!$C$6-1),1,1),OFFSET('1EPond'!$E$10,12*$X79,4*(PlotControl!$C$6-1),1,1))","v":16132}]
[75,{"$f":"IF(PlotControl!$B$4 = \"Annual Max\",MAX(OFFSET(Other_1EPond!$C$10,12*$A80,4*(PlotControl!$C$6-1),12,1)),AVERAGE(OFFSET(Other_1EPond!$C$10,12*$A80,4*(PlotControl!$C$6-1),12,1)))","v":17088},{"$f":"IF(PlotControl!$B$4 = \"Annual Max\",MAX(OFFSET(Other_1EPond!$D$10,12*$A80,4*(PlotControl!$C$6-1),12,1)),AVERAGE(OFFSET(Other_1EPond!$D$10,12*$A80,4*(PlotControl!$C$6-1),12,1)))","v":19639},{"$f":"IF(PlotControl!$B$4 = \"Annual Max\",MAX(OFFSET(Other_1EPond!$E$10,12*$A80,4*(PlotControl!$C$6-1),12,1)),AVERAGE(OFFSET(Other_1EPond!$E$10,12*$A80,4*(PlotControl!$C$6-1),12,1)))","v":22168},null,null,null,null,null,null,null,null,null,null,null,null,null,null,null,null,null,null,null,46.250000000000178,{"$f":"IF($X80<=7,OFFSET('2EPond'!$C$10,12*$X80,4*(PlotControl!$C$6-1),1,1),OFFSET('1EPond'!$C$10,12*$X80,4*(PlotControl!$C$6-1),1,1))","v":14479},{"$f":"IF(X80<=7,OFFSET('2EPond'!$D$10,12*$X80,4*(PlotControl!$C$6-1),1,1),OFFSET('1EPond'!$D$10,12*$X80,4*(PlotControl!$C$6-1),1,1))","v":15225},{"$f":"IF(X80<=7,OFFSET('2EPond'!$E$10,12*$X80,4*(PlotControl!$C$6-1),1,1),OFFSET('1EPond'!$E$10,12*$X80,4*(PlotControl!$C$6-1),1,1))","v":16149}]
[76,{"$f":"IF(PlotControl!$B$4 = \"Annual Max\",MAX(OFFSET(Other_1EPond!$C$10,12*$A81,4*(PlotControl!$C$6-1),12,1)),AVERAGE(OFFSET(Other_1EPond!$C$10,12*$A81,4*(PlotControl!$C$6-1),12,1)))","v":17107},{"$f":"IF(PlotControl!$B$4 = \"Annual Max\",MAX(OFFSET(Other_1EPond!$D$10,12*$A81,4*(PlotControl!$C$6-1),12,1)),AVERAGE(OFFSET(Other_1EPond!$D$10,12*$A81,4*(PlotControl!$C$6-1),12,1)))","v":19607},{"$f":"IF(PlotControl!$B$4 = \"Annual Max\",MAX(OFFSET(Other_1EPond!$E$10,12*$A81,4*(PlotControl!$C$6-1),12,1)),AVERAGE(OFFSET(Other_1EPond!$E$10,12*$A81,4*(PlotControl!$C$6-1),12,1)))","v":22114},null,null,null,null,null,null,null,null,null,null,null,null,null,null,null,null,null,null,null,46.333333333333513,{"$f":"IF($X81<=7,OFFSET('2EPond'!$C$10,12*$X81,4*(PlotControl!$C$6-1),1,1),OFFSET('1EPond'!$C$10,12*$X81,4*(PlotControl!$C$6-1),1,1))","v":14568},{"$f":"IF(X81<=7,OFFSET('2EPond'!$D$10,12*$X81,4*(PlotControl!$C$6-1),1,1),OFFSET('1EPond'!$D$10,12*$X81,4*(PlotControl!$C$6-1),1,1))","v":15291},{"$f":"IF(X81<=7,OFFSET('2EPond'!$E$10,12*$X81,4*(PlotControl!$C$6-1),1,1),OFFSET('1EPond'!$E$10,12*$X81,4*(PlotControl!$C$6-1),1,1))","v":16195}]
[77,{"$f":"IF(PlotControl!$B$4 = \"Annual Max\",MAX(OFFSET(Other_1EPond!$C$10,12*$A82,4*(PlotControl!$C$6-1),12,1)),AVERAGE(OFFSET(Other_1EPond!$C$10,12*$A82,4*(PlotControl!$C$6-1),12,1)))","v":17055},{"$f":"IF(PlotControl!$B$4 = \"Annual Max\",MAX(OFFSET(Other_1EPond!$D$10,12*$A82,4*(PlotControl!$C$6-1),12,1)),AVERAGE(OFFSET(Other_1EPond!$D$10,12*$A82,4*(PlotControl!$C$6-1),12,1)))","v":19568},{"$f":"IF(PlotControl!$B$4 = \"Annual Max\",MAX(OFFSET(Other_1EPond!$E$10,12*$A82,4*(PlotControl!$C$6-1),12,1)),AVERAGE(OFFSET(Other_1EPond!$E$10,12*$A82,4*(PlotControl!$C$6-1),12,1)))","v":22242},null,null,null,null,null,null,null,null,null,null,null,null,null,null,null,null,null,null,null,46.416666666666849,{"$f":"IF($X82<=7,OFFSET('2EPond'!$C$10,12*$X82,4*(PlotControl!$C$6-1),1,1),OFFSET('1EPond'!$C$10,12*$X82,4*(PlotControl!$C$6-1),1,1))","v":14541},{"$f":"IF(X82<=7,OFFSET('2EPond'!$D$10,12*$X82,4*(PlotControl!$C$6-1),1,1),OFFSET('1EPond'!$D$10,12*$X82,4*(PlotControl!$C$6-1),1,1))","v":15270},{"$f":"IF(X82<=7,OFFSET('2EPond'!$E$10,12*$X82,4*(PlotControl!$C$6-1),1,1),OFFSET('1EPond'!$E$10,12*$X82,4*(PlotControl!$C$6-1),1,1))","v":16171}]
[78,{"$f":"IF(PlotControl!$B$4 = \"Annual Max\",MAX(OFFSET(Other_1EPond!$C$10,12*$A83,4*(PlotControl!$C$6-1),12,1)),AVERAGE(OFFSET(Other_1EPond!$C$10,12*$A83,4*(PlotControl!$C$6-1),12,1)))","v":17155},{"$f":"IF(PlotControl!$B$4 = \"Annual Max\",MAX(OFFSET(Other_1EPond!$D$10,12*$A83,4*(PlotControl!$C$6-1),12,1)),AVERAGE(OFFSET(Other_1EPond!$D$10,12*$A83,4*(PlotControl!$C$6-1),12,1)))","v":19638},{"$f":"IF(PlotControl!$B$4 = \"Annual Max\",MAX(OFFSET(Other_1EPond!$E$10,12*$A83,4*(PlotControl!$C$6-1),12,1)),AVERAGE(OFFSET(Other_1EPond!$E$10,12*$A83,4*(PlotControl!$C$6-1),12,1)))","v":22159},null,null,null,null,null,null,null,null,null,null,null,null,null,null,null,null,null,null,null,46.500000000000185,{"$f":"IF($X83<=7,OFFSET('2EPond'!$C$10,12*$X83,4*(PlotControl!$C$6-1),1,1),OFFSET('1EPond'!$C$10,12*$X83,4*(PlotControl!$C$6-1),1,1))","v":14463},{"$f":"IF(X83<=7,OFFSET('2EPond'!$D$10,12*$X83,4*(PlotControl!$C$6-1),1,1),OFFSET('1EPond'!$D$10,12*$X83,4*(PlotControl!$C$6-1),1,1))","v":15156},{"$f":"IF(X83<=7,OFFSET('2EPond'!$E$10,12*$X83,4*(PlotControl!$C$6-1),1,1),OFFSET('1EPond'!$E$10,12*$X83,4*(PlotControl!$C$6-1),1,1))","v":16056}]
[79,{"$f":"IF(PlotControl!$B$4 = \"Annual Max\",MAX(OFFSET(Other_1EPond!$C$10,12*$A84,4*(PlotControl!$C$6-1),12,1)),AVERAGE(OFFSET(Other_1EPond!$C$10,12*$A84,4*(PlotControl!$C$6-1),12,1)))","v":17068},{"$f":"IF(PlotControl!$B$4 = \"Annual Max\",MAX(OFFSET(Other_1EPond!$D$10,12*$A84,4*(PlotControl!$C$6-1),12,1)),AVERAGE(OFFSET(Other_1EPond!$D$10,12*$A84,4*(PlotControl!$C$6-1),12,1)))","v":19551},{"$f":"IF(PlotControl!$B$4 = \"Annual Max\",MAX(OFFSET(Other_1EPond!$E$10,12*$A84,4*(PlotControl!$C$6-1),12,1)),AVERAGE(OFFSET(Other_1EPond!$E$10,12*$A84,4*(PlotControl!$C$6-1),12,1)))","v":22077},null,null,null,null,null,null,null,null,null,null,null,null,null,null,null,null,null,null,null,46.58333333333352,{"$f":"IF($X84<=7,OFFSET('2EPond'!$C$10,12*$X84,4*(PlotControl!$C$6-1),1,1),OFFSET('1EPond'!$C$10,12*$X84,4*(PlotControl!$C$6-1),1,1))","v":14385},{"$f":"IF(X84<=7,OFFSET('2EPond'!$D$10,12*$X84,4*(PlotControl!$C$6-1),1,1),OFFSET('1EPond'!$D$10,12*$X84,4*(PlotControl!$C$6-1),1,1))","v":15125},{"$f":"IF(X84<=7,OFFSET('2EPond'!$E$10,12*$X84,4*(PlotControl!$C$6-1),1,1),OFFSET('1EPond'!$E$10,12*$X84,4*(PlotControl!$C$6-1),1,1))","v":16053}]
[80,{"$f":"IF(PlotControl!$B$4 = \"Annual Max\",MAX(OFFSET(Other_1EPond!$C$10,12*$A85,4*(PlotControl!$C$6-1),12,1)),AVERAGE(OFFSET(Other_1EPond!$C$10,12*$A85,4*(PlotControl!$C$6-1),12,1)))","v":16946},{"$f":"IF(PlotControl!$B$4 = \"Annual Max\",MAX(OFFSET(Other_1EPond!$D$10,12*$A85,4*(PlotControl!$C$6-1),12,1)),AVERAGE(OFFSET(Other_1EPond!$D$10,12*$A85,4*(PlotControl!$C$6-1),12,1)))","v":19462},{"$f":"IF(PlotControl!$B$4 = \"Annual Max\",MAX(OFFSET(Other_1EPond!$E$10,12*$A85,4*(PlotControl!$C$6-1),12,1)),AVERAGE(OFFSET(Other_1EPond!$E$10,12*$A85,4*(PlotControl!$C$6-1),12,1)))","v":22258},null,null,null,null,null,null,null,null,null,null,null,null,null,null,null,null,null,null,null,46.666666666666856,{"$f":"IF($X85<=7,OFFSET('2EPond'!$C$10,12*$X85,4*(PlotControl!$C$6-1),1,1),OFFSET('1EPond'!$C$10,12*$X85,4*(PlotControl!$C$6-1),1,1))","v":14339},{"$f":"IF(X85<=7,OFFSET('2EPond'!$D$10,12*$X85,4*(PlotControl!$C$6-1),1,1),OFFSET('1EPond'!$D$10,12*$X85,4*(PlotControl!$C$6-1),1,1))","v":15108},{"$f":"IF(X85<=7,OFFSET('2EPond'!$E$10,12*$X85,4*(PlotControl!$C$6-1),1,1),OFFSET('1EPond'!$E$10,12*$X85,4*(PlotControl!$C$6-1),1,1))","v":16105}]
[81,{"$f":"IF(PlotControl!$B$4 = \"Annual Max\",MAX(OFFSET(Other_1EPond!$C$10,12*$A86,4*(PlotControl!$C$6-1),12,1)),AVERAGE(OFFSET(Other_1EPond!$C$10,12*$A86,4*(PlotControl!$C$6-1),12,1)))","v":16958},{"$f":"IF(PlotControl!$B$4 = \"Annual Max\",MAX(OFFSET(Other_1EPond!$D$10,12*$A86,4*(PlotControl!$C$6-1),12,1)),AVERAGE(OFFSET(Other_1EPond!$D$10,12*$A86,4*(PlotControl!$C$6-1),12,1)))","v":19526},{"$f":"IF(PlotControl!$B$4 = \"Annual Max\",MAX(OFFSET(Other_1EPond!$E$10,12*$A86,4*(PlotControl!$C$6-1),12,1)),AVERAGE(OFFSET(Other_1EPond!$E$10,12*$A86,4*(PlotControl!$C$6-1),12,1)))","v":22141},null,null,null,null,null,null,null,null,null,null,null,null,null,null,null,null,null,null,null,46.750000000000192,{"$f":"IF($X86<=7,OFFSET('2EPond'!$C$10,12*$X86,4*(PlotControl!$C$6-1),1,1),OFFSET('1EPond'!$C$10,12*$X86,4*(PlotControl!$C$6-1),1,1))","v":14206},{"$f":"IF(X86<=7,OFFSET('2EPond'!$D$10,12*$X86,4*(PlotControl!$C$6-1),1,1),OFFSET('1EPond'!$D$10,12*$X86,4*(PlotControl!$C$6-1),1,1))","v":15014},{"$f":"IF(X86<=7,OFFSET('2EPond'!$E$10,12*$X86,4*(PlotControl!$C$6-1),1,1),OFFSET('1EPond'!$E$10,12*$X86,4*(PlotControl!$C$6-1),1,1))","v":16086}]
[82,{"$f":"IF(PlotControl!$B$4 = \"Annual Max\",MAX(OFFSET(Other_1EPond!$C$10,12*$A87,4*(PlotControl!$C$6-1),12,1)),AVERAGE(OFFSET(Other_1EPond!$C$10,12*$A87,4*(PlotControl!$C$6-1),12,1)))","v":17098},{"$f":"IF(PlotControl!$B$4 = \"Annual Max\",MAX(OFFSET(Other_1EPond!$D$10,12*$A87,4*(PlotControl!$C$6-1),12,1)),AVERAGE(OFFSET(Other_1EPond!$D$10,12*$A87,4*(PlotControl!$C$6-1),12,1)))","v":19465},{"$f":"IF(PlotControl!$B$4 = \"Annual Max\",MAX(OFFSET(Other_1EPond!$E$10,12*$A87,4*(PlotControl!$C$6-1),12,1)),AVERAGE(OFFSET(Other_1EPond!$E$10,12*$A87,4*(PlotControl!$C$6-1),12,1)))","v":22180},null,null,null,null,null,null,null,null,null,null,null,null,null,null,null,null,null,null,null,46.833333333333528,{"$f":"IF($X87<=7,OFFSET('2EPond'!$C$10,12*$X87,4*(PlotControl!$C$6-1),1,1),OFFSET('1EPond'!$C$10,12*$X87,4*(PlotControl!$C$6-1),1,1))","v":14131},{"$f":"IF(X87<=7,OFFSET('2EPond'!$D$10,12*$X87,4*(PlotControl!$C$6-1),1,1),OFFSET('1EPond'!$D$10,12*$X87,4*(PlotControl!$C$6-1),1,1))","v":14975},{"$f":"IF(X87<=7,OFFSET('2EPond'!$E$10,12*$X87,4*(PlotControl!$C$6-1),1,1),OFFSET('1EPond'!$E$10,12*$X87,4*(PlotControl!$C$6-1),1,1))","v":16041}]
[83,{"$f":"IF(PlotControl!$B$4 = \"Annual Max\",MAX(OFFSET(Other_1EPond!$C$10,12*$A88,4*(PlotControl!$C$6-1),12,1)),AVERAGE(OFFSET(Other_1EPond!$C$10,12*$A88,4*(PlotControl!$C$6-1),12,1)))","v":17073},{"$f":"IF(PlotControl!$B$4 = \"Annual Max\",MAX(OFFSET(Other_1EPond!$D$10,12*$A88,4*(PlotControl!$C$6-1),12,1)),AVERAGE(OFFSET(Other_1EPond!$D$10,12*$A88,4*(PlotControl!$C$6-1),12,1)))","v":19574},{"$f":"IF(PlotControl!$B$4 = \"Annual Max\",MAX(OFFSET(Other_1EPond!$E$10,12*$A88,4*(PlotControl!$C$6-1),12,1)),AVERAGE(OFFSET(Other_1EPond!$E$10,12*$A88,4*(PlotControl!$C$6-1),12,1)))","v":22272},null,null,null,null,null,null,null,null,null,null,null,null,null,null,null,null,null,null,null,46.916666666666863,{"$f":"IF($X88<=7,OFFSET('2EPond'!$C$10,12*$X88,4*(PlotControl!$C$6-1),1,1),OFFSET('1EPond'!$C$10,12*$X88,4*(PlotControl!$C$6-1),1,1))","v":14122},{"$f":"IF(X88<=7,OFFSET('2EPond'!$D$10,12*$X88,4*(PlotControl!$C$6-1),1,1),OFFSET('1EPond'!$D$10,12*$X88,4*(PlotControl!$C$6-1),1,1))","v":14951},{"$f":"IF(X88<=7,OFFSET('2EPond'!$E$10,12*$X88,4*(PlotControl!$C$6-1),1,1),OFFSET('1EPond'!$E$10,12*$X88,4*(PlotControl!$C$6-1),1,1))","v":16022}]
[84,{"$f":"IF(PlotControl!$B$4 = \"Annual Max\",MAX(OFFSET(Other_1EPond!$C$10,12*$A89,4*(PlotControl!$C$6-1),12,1)),AVERAGE(OFFSET(Other_1EPond!$C$10,12*$A89,4*(PlotControl!$C$6-1),12,1)))","v":17054},{"$f":"IF(PlotControl!$B$4 = \"Annual Max\",MAX(OFFSET(Other_1EPond!$D$10,12*$A89,4*(PlotControl!$C$6-1),12,1)),AVERAGE(OFFSET(Other_1EPond!$D$10,12*$A89,4*(PlotControl!$C$6-1),12,1)))","v":19641},{"$f":"IF(PlotControl!$B$4 = \"Annual Max\",MAX(OFFSET(Other_1EPond!$E$10,12*$A89,4*(PlotControl!$C$6-1),12,1)),AVERAGE(OFFSET(Other_1EPond!$E$10,12*$A89,4*(PlotControl!$C$6-1),12,1)))","v":22364},null,null,null,null,null,null,null,null,null,null,null,null,null,null,null,null,null,null,null,47.000000000000199,{"$f":"IF($X89<=7,OFFSET('2EPond'!$C$10,12*$X89,4*(PlotControl!$C$6-1),1,1),OFFSET('1EPond'!$C$10,12*$X89,4*(PlotControl!$C$6-1),1,1))","v":14094},{"$f":"IF(X89<=7,OFFSET('2EPond'!$D$10,12*$X89,4*(PlotControl!$C$6-1),1,1),OFFSET('1EPond'!$D$10,12*$X89,4*(PlotControl!$C$6-1),1,1))","v":14908},{"$f":"IF(X89<=7,OFFSET('2EPond'!$E$10,12*$X89,4*(PlotControl!$C$6-1),1,1),OFFSET('1EPond'!$E$10,12*$X89,4*(PlotControl!$C$6-1),1,1))","v":15961}]
[85,{"$f":"IF(PlotControl!$B$4 = \"Annual Max\",MAX(OFFSET(Other_1EPond!$C$10,12*$A90,4*(PlotControl!$C$6-1),12,1)),AVERAGE(OFFSET(Other_1EPond!$C$10,12*$A90,4*(PlotControl!$C$6-1),12,1)))","v":17063},{"$f":"IF(PlotControl!$B$4 = \"Annual Max\",MAX(OFFSET(Other_1EPond!$D$10,12*$A90,4*(PlotControl!$C$6-1),12,1)),AVERAGE(OFFSET(Other_1EPond!$D$10,12*$A90,4*(PlotControl!$C$6-1),12,1)))","v":19569},{"$f":"IF(PlotControl!$B$4 = \"Annual Max\",MAX(OFFSET(Other_1EPond!$E$10,12*$A90,4*(PlotControl!$C$6-1),12,1)),AVERAGE(OFFSET(Other_1EPond!$E$10,12*$A90,4*(PlotControl!$C$6-1),12,1)))","v":22227},null,null,null,null,null,null,null,null,null,null,null,null,null,null,null,null,null,null,null,47.083333333333535,{"$f":"IF($X90<=7,OFFSET('2EPond'!$C$10,12*$X90,4*(PlotControl!$C$6-1),1,1),OFFSET('1EPond'!$C$10,12*$X90,4*(PlotControl!$C$6-1),1,1))","v":14101},{"$f":"IF(X90<=7,OFFSET('2EPond'!$D$10,12*$X90,4*(PlotControl!$C$6-1),1,1),OFFSET('1EPond'!$D$10,12*$X90,4*(PlotControl!$C$6-1),1,1))","v":14884},{"$f":"IF(X90<=7,OFFSET('2EPond'!$E$10,12*$X90,4*(PlotControl!$C$6-1),1,1),OFFSET('1EPond'!$E$10,12*$X90,4*(PlotControl!$C$6-1),1,1))","v":15926}]
[86,{"$f":"IF(PlotControl!$B$4 = \"Annual Max\",MAX(OFFSET(Other_1EPond!$C$10,12*$A91,4*(PlotControl!$C$6-1),12,1)),AVERAGE(OFFSET(Other_1EPond!$C$10,12*$A91,4*(PlotControl!$C$6-1),12,1)))","v":17093},{"$f":"IF(PlotControl!$B$4 = \"Annual Max\",MAX(OFFSET(Other_1EPond!$D$10,12*$A91,4*(PlotControl!$C$6-1),12,1)),AVERAGE(OFFSET(Other_1EPond!$D$10,12*$A91,4*(PlotControl!$C$6-1),12,1)))","v":19496},{"$f":"IF(PlotControl!$B$4 = \"Annual Max\",MAX(OFFSET(Other_1EPond!$E$10,12*$A91,4*(PlotControl!$C$6-1),12,1)),AVERAGE(OFFSET(Other_1EPond!$E$10,12*$A91,4*(PlotControl!$C$6-1),12,1)))","v":22241},null,null,null,null,null,null,null,null,null,null,null,null,null,null,null,null,null,null,null,47.16666666666687,{"$f":"IF($X91<=7,OFFSET('2EPond'!$C$10,12*$X91,4*(PlotControl!$C$6-1),1,1),OFFSET('1EPond'!$C$10,12*$X91,4*(PlotControl!$C$6-1),1,1))","v":14135},{"$f":"IF(X91<=7,OFFSET('2EPond'!$D$10,12*$X91,4*(PlotControl!$C$6-1),1,1),OFFSET('1EPond'!$D$10,12*$X91,4*(PlotControl!$C$6-1),1,1))","v":14875},{"$f":"IF(X91<=7,OFFSET('2EPond'!$E$10,12*$X91,4*(PlotControl!$C$6-1),1,1),OFFSET('1EPond'!$E$10,12*$X91,4*(PlotControl!$C$6-1),1,1))","v":15889}]
[87,{"$f":"IF(PlotControl!$B$4 = \"Annual Max\",MAX(OFFSET(Other_1EPond!$C$10,12*$A92,4*(PlotControl!$C$6-1),12,1)),AVERAGE(OFFSET(Other_1EPond!$C$10,12*$A92,4*(PlotControl!$C$6-1),12,1)))","v":17061},{"$f":"IF(PlotControl!$B$4 = \"Annual Max\",MAX(OFFSET(Other_1EPond!$D$10,12*$A92,4*(PlotControl!$C$6-1),12,1)),AVERAGE(OFFSET(Other_1EPond!$D$10,12*$A92,4*(PlotControl!$C$6-1),12,1)))","v":19426},{"$f":"IF(PlotControl!$B$4 = \"Annual Max\",MAX(OFFSET(Other_1EPond!$E$10,12*$A92,4*(PlotControl!$C$6-1),12,1)),AVERAGE(OFFSET(Other_1EPond!$E$10,12*$A92,4*(PlotControl!$C$6-1),12,1)))","v":22179},null,null,null,null,null,null,null,null,null,null,null,null,null,null,null,null,null,null,null,47.250000000000206,{"$f":"IF($X92<=7,OFFSET('2EPond'!$C$10,12*$X92,4*(PlotControl!$C$6-1),1,1),OFFSET('1EPond'!$C$10,12*$X92,4*(PlotControl!$C$6-1),1,1))","v":14206},{"$f":"IF(X92<=7,OFFSET('2EPond'!$D$10,12*$X92,4*(PlotControl!$C$6-1),1,1),OFFSET('1EPond'!$D$10,12*$X92,4*(PlotControl!$C$6-1),1,1))","v":14918},{"$f":"IF(X92<=7,OFFSET('2EPond'!$E$10,12*$X92,4*(PlotControl!$C$6-1),1,1),OFFSET('1EPond'!$E$10,12*$X92,4*(PlotControl!$C$6-1),1,1))","v":15929}]
[88,{"$f":"IF(PlotControl!$B$4 = \"Annual Max\",MAX(OFFSET(Other_1EPond!$C$10,12*$A93,4*(PlotControl!$C$6-1),12,1)),AVERAGE(OFFSET(Other_1EPond!$C$10,12*$A93,4*(PlotControl!$C$6-1),12,1)))","v":17223},{"$f":"IF(PlotControl!$B$4 = \"Annual Max\",MAX(OFFSET(Other_1EPond!$D$10,12*$A93,4*(PlotControl!$C$6-1),12,1)),AVERAGE(OFFSET(Other_1EPond!$D$10,12*$A93,4*(PlotControl!$C$6-1),12,1)))","v":19373},{"$f":"IF(PlotControl!$B$4 = \"Annual Max\",MAX(OFFSET(Other_1EPond!$E$10,12*$A93,4*(PlotControl!$C$6-1),12,1)),AVERAGE(OFFSET(Other_1EPond!$E$10,12*$A93,4*(PlotControl!$C$6-1),12,1)))","v":22378},null,null,null,null,null,null,null,null,null,null,null,null,null,null,null,null,null,null,null,47.333333333333542,{"$f":"IF($X93<=7,OFFSET('2EPond'!$C$10,12*$X93,4*(PlotControl!$C$6-1),1,1),OFFSET('1EPond'!$C$10,12*$X93,4*(PlotControl!$C$6-1),1,1))","v":14283},{"$f":"IF(X93<=7,OFFSET('2EPond'!$D$10,12*$X93,4*(PlotControl!$C$6-1),1,1),OFFSET('1EPond'!$D$10,12*$X93,4*(PlotControl!$C$6-1),1,1))","v":14986},{"$f":"IF(X93<=7,OFFSET('2EPond'!$E$10,12*$X93,4*(PlotControl!$C$6-1),1,1),OFFSET('1EPond'!$E$10,12*$X93,4*(PlotControl!$C$6-1),1,1))","v":16037}]
[89,{"$f":"IF(PlotControl!$B$4 = \"Annual Max\",MAX(OFFSET(Other_1EPond!$C$10,12*$A94,4*(PlotControl!$C$6-1),12,1)),AVERAGE(OFFSET(Other_1EPond!$C$10,12*$A94,4*(PlotControl!$C$6-1),12,1)))","v":17407},{"$f":"IF(PlotControl!$B$4 = \"Annual Max\",MAX(OFFSET(Other_1EPond!$D$10,12*$A94,4*(PlotControl!$C$6-1),12,1)),AVERAGE(OFFSET(Other_1EPond!$D$10,12*$A94,4*(PlotControl!$C$6-1),12,1)))","v":19453},{"$f":"IF(PlotControl!$B$4 = \"Annual Max\",MAX(OFFSET(Other_1EPond!$E$10,12*$A94,4*(PlotControl!$C$6-1),12,1)),AVERAGE(OFFSET(Other_1EPond!$E$10,12*$A94,4*(PlotControl!$C$6-1),12,1)))","v":22311},null,null,null,null,null,null,null,null,null,null,null,null,null,null,null,null,null,null,null,47.416666666666877,{"$f":"IF($X94<=7,OFFSET('2EPond'!$C$10,12*$X94,4*(PlotControl!$C$6-1),1,1),OFFSET('1EPond'!$C$10,12*$X94,4*(PlotControl!$C$6-1),1,1))","v":14274},{"$f":"IF(X94<=7,OFFSET('2EPond'!$D$10,12*$X94,4*(PlotControl!$C$6-1),1,1),OFFSET('1EPond'!$D$10,12*$X94,4*(PlotControl!$C$6-1),1,1))","v":14960},{"$f":"IF(X94<=7,OFFSET('2EPond'!$E$10,12*$X94,4*(PlotControl!$C$6-1),1,1),OFFSET('1EPond'!$E$10,12*$X94,4*(PlotControl!$C$6-1),1,1))","v":16046}]
[90,{"$f":"IF(PlotControl!$B$4 = \"Annual Max\",MAX(OFFSET(Other_1EPond!$C$10,12*$A95,4*(PlotControl!$C$6-1),12,1)),AVERAGE(OFFSET(Other_1EPond!$C$10,12*$A95,4*(PlotControl!$C$6-1),12,1)))","v":17283},{"$f":"IF(PlotControl!$B$4 = \"Annual Max\",MAX(OFFSET(Other_1EPond!$D$10,12*$A95,4*(PlotControl!$C$6-1),12,1)),AVERAGE(OFFSET(Other_1EPond!$D$10,12*$A95,4*(PlotControl!$C$6-1),12,1)))","v":19534},{"$f":"IF(PlotControl!$B$4 = \"Annual Max\",MAX(OFFSET(Other_1EPond!$E$10,12*$A95,4*(PlotControl!$C$6-1),12,1)),AVERAGE(OFFSET(Other_1EPond!$E$10,12*$A95,4*(PlotControl!$C$6-1),12,1)))","v":22210},null,null,null,null,null,null,null,null,null,null,null,null,null,null,null,null,null,null,null,47.500000000000213,{"$f":"IF($X95<=7,OFFSET('2EPond'!$C$10,12*$X95,4*(PlotControl!$C$6-1),1,1),OFFSET('1EPond'!$C$10,12*$X95,4*(PlotControl!$C$6-1),1,1))","v":14172},{"$f":"IF(X95<=7,OFFSET('2EPond'!$D$10,12*$X95,4*(PlotControl!$C$6-1),1,1),OFFSET('1EPond'!$D$10,12*$X95,4*(PlotControl!$C$6-1),1,1))","v":14858},{"$f":"IF(X95<=7,OFFSET('2EPond'!$E$10,12*$X95,4*(PlotControl!$C$6-1),1,1),OFFSET('1EPond'!$E$10,12*$X95,4*(PlotControl!$C$6-1),1,1))","v":15921}]
[91,{"$f":"IF(PlotControl!$B$4 = \"Annual Max\",MAX(OFFSET(Other_1EPond!$C$10,12*$A96,4*(PlotControl!$C$6-1),12,1)),AVERAGE(OFFSET(Other_1EPond!$C$10,12*$A96,4*(PlotControl!$C$6-1),12,1)))","v":17295},{"$f":"IF(PlotControl!$B$4 = \"Annual Max\",MAX(OFFSET(Other_1EPond!$D$10,12*$A96,4*(PlotControl!$C$6-1),12,1)),AVERAGE(OFFSET(Other_1EPond!$D$10,12*$A96,4*(PlotControl!$C$6-1),12,1)))","v":19452},{"$f":"IF(PlotControl!$B$4 = \"Annual Max\",MAX(OFFSET(Other_1EPond!$E$10,12*$A96,4*(PlotControl!$C$6-1),12,1)),AVERAGE(OFFSET(Other_1EPond!$E$10,12*$A96,4*(PlotControl!$C$6-1),12,1)))","v":22119},null,null,null,null,null,null,null,null,null,null,null,null,null,null,null,null,null,null,null,47.583333333333549,{"$f":"IF($X96<=7,OFFSET('2EPond'!$C$10,12*$X96,4*(PlotControl!$C$6-1),1,1),OFFSET('1EPond'!$C$10,12*$X96,4*(PlotControl!$C$6-1),1,1))","v":14116},{"$f":"IF(X96<=7,OFFSET('2EPond'!$D$10,12*$X96,4*(PlotControl!$C$6-1),1,1),OFFSET('1EPond'!$D$10,12*$X96,4*(PlotControl!$C$6-1),1,1))","v":14829},{"$f":"IF(X96<=7,OFFSET('2EPond'!$E$10,12*$X96,4*(PlotControl!$C$6-1),1,1),OFFSET('1EPond'!$E$10,12*$X96,4*(PlotControl!$C$6-1),1,1))","v":15937}]
[92,{"$f":"IF(PlotControl!$B$4 = \"Annual Max\",MAX(OFFSET(Other_1EPond!$C$10,12*$A97,4*(PlotControl!$C$6-1),12,1)),AVERAGE(OFFSET(Other_1EPond!$C$10,12*$A97,4*(PlotControl!$C$6-1),12,1)))","v":17399},{"$f":"IF(PlotControl!$B$4 = \"Annual Max\",MAX(OFFSET(Other_1EPond!$D$10,12*$A97,4*(PlotControl!$C$6-1),12,1)),AVERAGE(OFFSET(Other_1EPond!$D$10,12*$A97,4*(PlotControl!$C$6-1),12,1)))","v":19498},{"$f":"IF(PlotControl!$B$4 = \"Annual Max\",MAX(OFFSET(Other_1EPond!$E$10,12*$A97,4*(PlotControl!$C$6-1),12,1)),AVERAGE(OFFSET(Other_1EPond!$E$10,12*$A97,4*(PlotControl!$C$6-1),12,1)))","v":22246},null,null,null,null,null,null,null,null,null,null,null,null,null,null,null,null,null,null,null,47.666666666666885,{"$f":"IF($X97<=7,OFFSET('2EPond'!$C$10,12*$X97,4*(PlotControl!$C$6-1),1,1),OFFSET('1EPond'!$C$10,12*$X97,4*(PlotControl!$C$6-1),1,1))","v":14065},{"$f":"IF(X97<=7,OFFSET('2EPond'!$D$10,12*$X97,4*(PlotControl!$C$6-1),1,1),OFFSET('1EPond'!$D$10,12*$X97,4*(PlotControl!$C$6-1),1,1))","v":14824},{"$f":"IF(X97<=7,OFFSET('2EPond'!$E$10,12*$X97,4*(PlotControl!$C$6-1),1,1),OFFSET('1EPond'!$E$10,12*$X97,4*(PlotControl!$C$6-1),1,1))","v":15929}]
[93,{"$f":"IF(PlotControl!$B$4 = \"Annual Max\",MAX(OFFSET(Other_1EPond!$C$10,12*$A98,4*(PlotControl!$C$6-1),12,1)),AVERAGE(OFFSET(Other_1EPond!$C$10,12*$A98,4*(PlotControl!$C$6-1),12,1)))","v":17212},{"$f":"IF(PlotControl!$B$4 = \"Annual Max\",MAX(OFFSET(Other_1EPond!$D$10,12*$A98,4*(PlotControl!$C$6-1),12,1)),AVERAGE(OFFSET(Other_1EPond!$D$10,12*$A98,4*(PlotControl!$C$6-1),12,1)))","v":19527},{"$f":"IF(PlotControl!$B$4 = \"Annual Max\",MAX(OFFSET(Other_1EPond!$E$10,12*$A98,4*(PlotControl!$C$6-1),12,1)),AVERAGE(OFFSET(Other_1EPond!$E$10,12*$A98,4*(PlotControl!$C$6-1),12,1)))","v":22292},null,null,null,null,null,null,null,null,null,null,null,null,null,null,null,null,null,null,null,47.75000000000022,{"$f":"IF($X98<=7,OFFSET('2EPond'!$C$10,12*$X98,4*(PlotControl!$C$6-1),1,1),OFFSET('1EPond'!$C$10,12*$X98,4*(PlotControl!$C$6-1),1,1))","v":13919},{"$f":"IF(X98<=7,OFFSET('2EPond'!$D$10,12*$X98,4*(PlotControl!$C$6-1),1,1),OFFSET('1EPond'!$D$10,12*$X98,4*(PlotControl!$C$6-1),1,1))","v":14722},{"$f":"IF(X98<=7,OFFSET('2EPond'!$E$10,12*$X98,4*(PlotControl!$C$6-1),1,1),OFFSET('1EPond'!$E$10,12*$X98,4*(PlotControl!$C$6-1),1,1))","v":15910}]
[94,{"$f":"IF(PlotControl!$B$4 = \"Annual Max\",MAX(OFFSET(Other_1EPond!$C$10,12*$A99,4*(PlotControl!$C$6-1),12,1)),AVERAGE(OFFSET(Other_1EPond!$C$10,12*$A99,4*(PlotControl!$C$6-1),12,1)))","v":17235},{"$f":"IF(PlotControl!$B$4 = \"Annual Max\",MAX(OFFSET(Other_1EPond!$D$10,12*$A99,4*(PlotControl!$C$6-1),12,1)),AVERAGE(OFFSET(Other_1EPond!$D$10,12*$A99,4*(PlotControl!$C$6-1),12,1)))","v":19655},{"$f":"IF(PlotControl!$B$4 = \"Annual Max\",MAX(OFFSET(Other_1EPond!$E$10,12*$A99,4*(PlotControl!$C$6-1),12,1)),AVERAGE(OFFSET(Other_1EPond!$E$10,12*$A99,4*(PlotControl!$C$6-1),12,1)))","v":22168},null,null,null,null,null,null,null,null,null,null,null,null,null,null,null,null,null,null,null,47.833333333333556,{"$f":"IF($X99<=7,OFFSET('2EPond'!$C$10,12*$X99,4*(PlotControl!$C$6-1),1,1),OFFSET('1EPond'!$C$10,12*$X99,4*(PlotControl!$C$6-1),1,1))","v":13832},{"$f":"IF(X99<=7,OFFSET('2EPond'!$D$10,12*$X99,4*(PlotControl!$C$6-1),1,1),OFFSET('1EPond'!$D$10,12*$X99,4*(PlotControl!$C$6-1),1,1))","v":14677},{"$f":"IF(X99<=7,OFFSET('2EPond'!$E$10,12*$X99,4*(PlotControl!$C$6-1),1,1),OFFSET('1EPond'!$E$10,12*$X99,4*(PlotControl!$C$6-1),1,1))","v":15915}]
[95,{"$f":"IF(PlotControl!$B$4 = \"Annual Max\",MAX(OFFSET(Other_1EPond!$C$10,12*$A100,4*(PlotControl!$C$6-1),12,1)),AVERAGE(OFFSET(Other_1EPond!$C$10,12*$A100,4*(PlotControl!$C$6-1),12,1)))","v":17066},{"$f":"IF(PlotControl!$B$4 = \"Annual Max\",MAX(OFFSET(Other_1EPond!$D$10,12*$A100,4*(PlotControl!$C$6-1),12,1)),AVERAGE(OFFSET(Other_1EPond!$D$10,12*$A100,4*(PlotControl!$C$6-1),12,1)))","v":19577},{"$f":"IF(PlotControl!$B$4 = \"Annual Max\",MAX(OFFSET(Other_1EPond!$E$10,12*$A100,4*(PlotControl!$C$6-1),12,1)),AVERAGE(OFFSET(Other_1EPond!$E$10,12*$A100,4*(PlotControl!$C$6-1),12,1)))","v":22269},null,null,null,null,null,null,null,null,null,null,null,null,null,null,null,null,null,null,null,47.916666666666892,{"$f":"IF($X100<=7,OFFSET('2EPond'!$C$10,12*$X100,4*(PlotControl!$C$6-1),1,1),OFFSET('1EPond'!$C$10,12*$X100,4*(PlotControl!$C$6-1),1,1))","v":13816},{"$f":"IF(X100<=7,OFFSET('2EPond'!$D$10,12*$X100,4*(PlotControl!$C$6-1),1,1),OFFSET('1EPond'!$D$10,12*$X100,4*(PlotControl!$C$6-1),1,1))","v":14656},{"$f":"IF(X100<=7,OFFSET('2EPond'!$E$10,12*$X100,4*(PlotControl!$C$6-1),1,1),OFFSET('1EPond'!$E$10,12*$X100,4*(PlotControl!$C$6-1),1,1))","v":15963}]
[96,{"$f":"IF(PlotControl!$B$4 = \"Annual Max\",MAX(OFFSET(Other_1EPond!$C$10,12*$A101,4*(PlotControl!$C$6-1),12,1)),AVERAGE(OFFSET(Other_1EPond!$C$10,12*$A101,4*(PlotControl!$C$6-1),12,1)))","v":17169},{"$f":"IF(PlotControl!$B$4 = \"Annual Max\",MAX(OFFSET(Other_1EPond!$D$10,12*$A101,4*(PlotControl!$C$6-1),12,1)),AVERAGE(OFFSET(Other_1EPond!$D$10,12*$A101,4*(PlotControl!$C$6-1),12,1)))","v":19552},{"$f":"IF(PlotControl!$B$4 = \"Annual Max\",MAX(OFFSET(Other_1EPond!$E$10,12*$A101,4*(PlotControl!$C$6-1),12,1)),AVERAGE(OFFSET(Other_1EPond!$E$10,12*$A101,4*(PlotControl!$C$6-1),12,1)))","v":22339},null,null,null,null,null,null,null,null,null,null,null,null,null,null,null,null,null,null,null,48.000000000000227,{"$f":"IF($X101<=7,OFFSET('2EPond'!$C$10,12*$X101,4*(PlotControl!$C$6-1),1,1),OFFSET('1EPond'!$C$10,12*$X101,4*(PlotControl!$C$6-1),1,1))","v":13817},{"$f":"IF(X101<=7,OFFSET('2EPond'!$D$10,12*$X101,4*(PlotControl!$C$6-1),1,1),OFFSET('1EPond'!$D$10,12*$X101,4*(PlotControl!$C$6-1),1,1))","v":14614},{"$f":"IF(X101<=7,OFFSET('2EPond'!$E$10,12*$X101,4*(PlotControl!$C$6-1),1,1),OFFSET('1EPond'!$E$10,12*$X101,4*(PlotControl!$C$6-1),1,1))","v":15890}]
[97,{"$f":"IF(PlotControl!$B$4 = \"Annual Max\",MAX(OFFSET(Other_1EPond!$C$10,12*$A102,4*(PlotControl!$C$6-1),12,1)),AVERAGE(OFFSET(Other_1EPond!$C$10,12*$A102,4*(PlotControl!$C$6-1),12,1)))","v":17277},{"$f":"IF(PlotControl!$B$4 = \"Annual Max\",MAX(OFFSET(Other_1EPond!$D$10,12*$A102,4*(PlotControl!$C$6-1),12,1)),AVERAGE(OFFSET(Other_1EPond!$D$10,12*$A102,4*(PlotControl!$C$6-1),12,1)))","v":19649},{"$f":"IF(PlotControl!$B$4 = \"Annual Max\",MAX(OFFSET(Other_1EPond!$E$10,12*$A102,4*(PlotControl!$C$6-1),12,1)),AVERAGE(OFFSET(Other_1EPond!$E$10,12*$A102,4*(PlotControl!$C$6-1),12,1)))","v":22411},null,null,null,null,null,null,null,null,null,null,null,null,null,null,null,null,null,null,null,48.083333333333563,{"$f":"IF($X102<=7,OFFSET('2EPond'!$C$10,12*$X102,4*(PlotControl!$C$6-1),1,1),OFFSET('1EPond'!$C$10,12*$X102,4*(PlotControl!$C$6-1),1,1))","v":13830},{"$f":"IF(X102<=7,OFFSET('2EPond'!$D$10,12*$X102,4*(PlotControl!$C$6-1),1,1),OFFSET('1EPond'!$D$10,12*$X102,4*(PlotControl!$C$6-1),1,1))","v":14589},{"$f":"IF(X102<=7,OFFSET('2EPond'!$E$10,12*$X102,4*(PlotControl!$C$6-1),1,1),OFFSET('1EPond'!$E$10,12*$X102,4*(PlotControl!$C$6-1),1,1))","v":15824}]
[98,{"$f":"IF(PlotControl!$B$4 = \"Annual Max\",MAX(OFFSET(Other_1EPond!$C$10,12*$A103,4*(PlotControl!$C$6-1),12,1)),AVERAGE(OFFSET(Other_1EPond!$C$10,12*$A103,4*(PlotControl!$C$6-1),12,1)))","v":17341},{"$f":"IF(PlotControl!$B$4 = \"Annual Max\",MAX(OFFSET(Other_1EPond!$D$10,12*$A103,4*(PlotControl!$C$6-1),12,1)),AVERAGE(OFFSET(Other_1EPond!$D$10,12*$A103,4*(PlotControl!$C$6-1),12,1)))","v":19742},{"$f":"IF(PlotControl!$B$4 = \"Annual Max\",MAX(OFFSET(Other_1EPond!$E$10,12*$A103,4*(PlotControl!$C$6-1),12,1)),AVERAGE(OFFSET(Other_1EPond!$E$10,12*$A103,4*(PlotControl!$C$6-1),12,1)))","v":22565},null,null,null,null,null,null,null,null,null,null,null,null,null,null,null,null,null,null,null,48.166666666666899,{"$f":"IF($X103<=7,OFFSET('2EPond'!$C$10,12*$X103,4*(PlotControl!$C$6-1),1,1),OFFSET('1EPond'!$C$10,12*$X103,4*(PlotControl!$C$6-1),1,1))","v":13857},{"$f":"IF(X103<=7,OFFSET('2EPond'!$D$10,12*$X103,4*(PlotControl!$C$6-1),1,1),OFFSET('1EPond'!$D$10,12*$X103,4*(PlotControl!$C$6-1),1,1))","v":14583},{"$f":"IF(X103<=7,OFFSET('2EPond'!$E$10,12*$X103,4*(PlotControl!$C$6-1),1,1),OFFSET('1EPond'!$E$10,12*$X103,4*(PlotControl!$C$6-1),1,1))","v":15785}]
[99,{"$f":"IF(PlotControl!$B$4 = \"Annual Max\",MAX(OFFSET(Other_1EPond!$C$10,12*$A104,4*(PlotControl!$C$6-1),12,1)),AVERAGE(OFFSET(Other_1EPond!$C$10,12*$A104,4*(PlotControl!$C$6-1),12,1)))","v":17340},{"$f":"IF(PlotControl!$B$4 = \"Annual Max\",MAX(OFFSET(Other_1EPond!$D$10,12*$A104,4*(PlotControl!$C$6-1),12,1)),AVERAGE(OFFSET(Other_1EPond!$D$10,12*$A104,4*(PlotControl!$C$6-1),12,1)))","v":19661},{"$f":"IF(PlotControl!$B$4 = \"Annual Max\",MAX(OFFSET(Other_1EPond!$E$10,12*$A104,4*(PlotControl!$C$6-1),12,1)),AVERAGE(OFFSET(Other_1EPond!$E$10,12*$A104,4*(PlotControl!$C$6-1),12,1)))","v":22535},null,null,null,null,null,null,null,null,null,null,null,null,null,null,null,null,null,null,null,48.250000000000234,{"$f":"IF($X104<=7,OFFSET('2EPond'!$C$10,12*$X104,4*(PlotControl!$C$6-1),1,1),OFFSET('1EPond'!$C$10,12*$X104,4*(PlotControl!$C$6-1),1,1))","v":13926},{"$f":"IF(X104<=7,OFFSET('2EPond'!$D$10,12*$X104,4*(PlotControl!$C$6-1),1,1),OFFSET('1EPond'!$D$10,12*$X104,4*(PlotControl!$C$6-1),1,1))","v":14627},{"$f":"IF(X104<=7,OFFSET('2EPond'!$E$10,12*$X104,4*(PlotControl!$C$6-1),1,1),OFFSET('1EPond'!$E$10,12*$X104,4*(PlotControl!$C$6-1),1,1))","v":15836}]
[100,{"$f":"IF(PlotControl!$B$4 = \"Annual Max\",MAX(OFFSET(Other_1EPond!$C$10,12*$A105,4*(PlotControl!$C$6-1),12,1)),AVERAGE(OFFSET(Other_1EPond!$C$10,12*$A105,4*(PlotControl!$C$6-1),12,1)))","v":17153},{"$f":"IF(PlotControl!$B$4 = \"Annual Max\",MAX(OFFSET(Other_1EPond!$D$10,12*$A105,4*(PlotControl!$C$6-1),12,1)),AVERAGE(OFFSET(Other_1EPond!$D$10,12*$A105,4*(PlotControl!$C$6-1),12,1)))","v":19632},{"$f":"IF(PlotControl!$B$4 = \"Annual Max\",MAX(OFFSET(Other_1EPond!$E$10,12*$A105,4*(PlotControl!$C$6-1),12,1)),AVERAGE(OFFSET(Other_1EPond!$E$10,12*$A105,4*(PlotControl!$C$6-1),12,1)))","v":22209},null,null,null,null,null,null,null,null,null,null,null,null,null,null,null,null,null,null,null,48.33333333333357,{"$f":"IF($X105<=7,OFFSET('2EPond'!$C$10,12*$X105,4*(PlotControl!$C$6-1),1,1),OFFSET('1EPond'!$C$10,12*$X105,4*(PlotControl!$C$6-1),1,1))","v":14034},{"$f":"IF(X105<=7,OFFSET('2EPond'!$D$10,12*$X105,4*(PlotControl!$C$6-1),1,1),OFFSET('1EPond'!$D$10,12*$X105,4*(PlotControl!$C$6-1),1,1))","v":14703},{"$f":"IF(X105<=7,OFFSET('2EPond'!$E$10,12*$X105,4*(PlotControl!$C$6-1),1,1),OFFSET('1EPond'!$E$10,12*$X105,4*(PlotControl!$C$6-1),1,1))","v":16044}]
[101,{"$f":"IF(PlotControl!$B$4 = \"Annual Max\",MAX(OFFSET(Other_1EPond!$C$10,12*$A106,4*(PlotControl!$C$6-1),12,1)),AVERAGE(OFFSET(Other_1EPond!$C$10,12*$A106,4*(PlotControl!$C$6-1),12,1)))","v":17244},{"$f":"IF(PlotControl!$B$4 = \"Annual Max\",MAX(OFFSET(Other_1EPond!$D$10,12*$A106,4*(PlotControl!$C$6-1),12,1)),AVERAGE(OFFSET(Other_1EPond!$D$10,12*$A106,4*(PlotControl!$C$6-1),12,1)))","v":19625},{"$f":"IF(PlotControl!$B$4 = \"Annual Max\",MAX(OFFSET(Other_1EPond!$E$10,12*$A106,4*(PlotControl!$C$6-1),12,1)),AVERAGE(OFFSET(Other_1EPond!$E$10,12*$A106,4*(PlotControl!$C$6-1),12,1)))","v":22419},null,null,null,null,null,null,null,null,null,null,null,null,null,null,null,null,null,null,null,48.416666666666906,{"$f":"IF($X106<=7,OFFSET('2EPond'!$C$10,12*$X106,4*(PlotControl!$C$6-1),1,1),OFFSET('1EPond'!$C$10,12*$X106,4*(PlotControl!$C$6-1),1,1))","v":14033},{"$f":"IF(X106<=7,OFFSET('2EPond'!$D$10,12*$X106,4*(PlotControl!$C$6-1),1,1),OFFSET('1EPond'!$D$10,12*$X106,4*(PlotControl!$C$6-1),1,1))","v":14710},{"$f":"IF(X106<=7,OFFSET('2EPond'!$E$10,12*$X106,4*(PlotControl!$C$6-1),1,1),OFFSET('1EPond'!$E$10,12*$X106,4*(PlotControl!$C$6-1),1,1))","v":16190}]
[102,{"$f":"IF(PlotControl!$B$4 = \"Annual Max\",MAX(OFFSET(Other_1EPond!$C$10,12*$A107,4*(PlotControl!$C$6-1),12,1)),AVERAGE(OFFSET(Other_1EPond!$C$10,12*$A107,4*(PlotControl!$C$6-1),12,1)))","v":17194},{"$f":"IF(PlotControl!$B$4 = \"Annual Max\",MAX(OFFSET(Other_1EPond!$D$10,12*$A107,4*(PlotControl!$C$6-1),12,1)),AVERAGE(OFFSET(Other_1EPond!$D$10,12*$A107,4*(PlotControl!$C$6-1),12,1)))","v":19621},{"$f":"IF(PlotControl!$B$4 = \"Annual Max\",MAX(OFFSET(Other_1EPond!$E$10,12*$A107,4*(PlotControl!$C$6-1),12,1)),AVERAGE(OFFSET(Other_1EPond!$E$10,12*$A107,4*(PlotControl!$C$6-1),12,1)))","v":22426},null,null,null,null,null,null,null,null,null,null,null,null,null,null,null,null,null,null,null,48.500000000000242,{"$f":"IF($X107<=7,OFFSET('2EPond'!$C$10,12*$X107,4*(PlotControl!$C$6-1),1,1),OFFSET('1EPond'!$C$10,12*$X107,4*(PlotControl!$C$6-1),1,1))","v":13893},{"$f":"IF(X107<=7,OFFSET('2EPond'!$D$10,12*$X107,4*(PlotControl!$C$6-1),1,1),OFFSET('1EPond'!$D$10,12*$X107,4*(PlotControl!$C$6-1),1,1))","v":14579},{"$f":"IF(X107<=7,OFFSET('2EPond'!$E$10,12*$X107,4*(PlotControl!$C$6-1),1,1),OFFSET('1EPond'!$E$10,12*$X107,4*(PlotControl!$C$6-1),1,1))","v":16152}]
[103,{"$f":"IF(PlotControl!$B$4 = \"Annual Max\",MAX(OFFSET(Other_1EPond!$C$10,12*$A108,4*(PlotControl!$C$6-1),12,1)),AVERAGE(OFFSET(Other_1EPond!$C$10,12*$A108,4*(PlotControl!$C$6-1),12,1)))","v":17142},{"$f":"IF(PlotControl!$B$4 = \"Annual Max\",MAX(OFFSET(Other_1EPond!$D$10,12*$A108,4*(PlotControl!$C$6-1),12,1)),AVERAGE(OFFSET(Other_1EPond!$D$10,12*$A108,4*(PlotControl!$C$6-1),12,1)))","v":19624},{"$f":"IF(PlotControl!$B$4 = \"Annual Max\",MAX(OFFSET(Other_1EPond!$E$10,12*$A108,4*(PlotControl!$C$6-1),12,1)),AVERAGE(OFFSET(Other_1EPond!$E$10,12*$A108,4*(PlotControl!$C$6-1),12,1)))","v":22334},null,null,null,null,null,null,null,null,null,null,null,null,null,null,null,null,null,null,null,48.583333333333577,{"$f":"IF($X108<=7,OFFSET('2EPond'!$C$10,12*$X108,4*(PlotControl!$C$6-1),1,1),OFFSET('1EPond'!$C$10,12*$X108,4*(PlotControl!$C$6-1),1,1))","v":13863},{"$f":"IF(X108<=7,OFFSET('2EPond'!$D$10,12*$X108,4*(PlotControl!$C$6-1),1,1),OFFSET('1EPond'!$D$10,12*$X108,4*(PlotControl!$C$6-1),1,1))","v":14546},{"$f":"IF(X108<=7,OFFSET('2EPond'!$E$10,12*$X108,4*(PlotControl!$C$6-1),1,1),OFFSET('1EPond'!$E$10,12*$X108,4*(PlotControl!$C$6-1),1,1))","v":16179}]
[104,{"$f":"IF(PlotControl!$B$4 = \"Annual Max\",MAX(OFFSET(Other_1EPond!$C$10,12*$A109,4*(PlotControl!$C$6-1),12,1)),AVERAGE(OFFSET(Other_1EPond!$C$10,12*$A109,4*(PlotControl!$C$6-1),12,1)))","v":17028},{"$f":"IF(PlotControl!$B$4 = \"Annual Max\",MAX(OFFSET(Other_1EPond!$D$10,12*$A109,4*(PlotControl!$C$6-1),12,1)),AVERAGE(OFFSET(Other_1EPond!$D$10,12*$A109,4*(PlotControl!$C$6-1),12,1)))","v":19458},{"$f":"IF(PlotControl!$B$4 = \"Annual Max\",MAX(OFFSET(Other_1EPond!$E$10,12*$A109,4*(PlotControl!$C$6-1),12,1)),AVERAGE(OFFSET(Other_1EPond!$E$10,12*$A109,4*(PlotControl!$C$6-1),12,1)))","v":22177},null,null,null,null,null,null,null,null,null,null,null,null,null,null,null,null,null,null,null,48.666666666666913,{"$f":"IF($X109<=7,OFFSET('2EPond'!$C$10,12*$X109,4*(PlotControl!$C$6-1),1,1),OFFSET('1EPond'!$C$10,12*$X109,4*(PlotControl!$C$6-1),1,1))","v":13841},{"$f":"IF(X109<=7,OFFSET('2EPond'!$D$10,12*$X109,4*(PlotControl!$C$6-1),1,1),OFFSET('1EPond'!$D$10,12*$X109,4*(PlotControl!$C$6-1),1,1))","v":14530},{"$f":"IF(X109<=7,OFFSET('2EPond'!$E$10,12*$X109,4*(PlotControl!$C$6-1),1,1),OFFSET('1EPond'!$E$10,12*$X109,4*(PlotControl!$C$6-1),1,1))","v":16231}]
[105,{"$f":"IF(PlotControl!$B$4 = \"Annual Max\",MAX(OFFSET(Other_1EPond!$C$10,12*$A110,4*(PlotControl!$C$6-1),12,1)),AVERAGE(OFFSET(Other_1EPond!$C$10,12*$A110,4*(PlotControl!$C$6-1),12,1)))","v":17102},{"$f":"IF(PlotControl!$B$4 = \"Annual Max\",MAX(OFFSET(Other_1EPond!$D$10,12*$A110,4*(PlotControl!$C$6-1),12,1)),AVERAGE(OFFSET(Other_1EPond!$D$10,12*$A110,4*(PlotControl!$C$6-1),12,1)))","v":19456},{"$f":"IF(PlotControl!$B$4 = \"Annual Max\",MAX(OFFSET(Other_1EPond!$E$10,12*$A110,4*(PlotControl!$C$6-1),12,1)),AVERAGE(OFFSET(Other_1EPond!$E$10,12*$A110,4*(PlotControl!$C$6-1),12,1)))","v":22321},null,null,null,null,null,null,null,null,null,null,null,null,null,null,null,null,null,null,null,48.750000000000249,{"$f":"IF($X110<=7,OFFSET('2EPond'!$C$10,12*$X110,4*(PlotControl!$C$6-1),1,1),OFFSET('1EPond'!$C$10,12*$X110,4*(PlotControl!$C$6-1),1,1))","v":13733},{"$f":"IF(X110<=7,OFFSET('2EPond'!$D$10,12*$X110,4*(PlotControl!$C$6-1),1,1),OFFSET('1EPond'!$D$10,12*$X110,4*(PlotControl!$C$6-1),1,1))","v":14461},{"$f":"IF(X110<=7,OFFSET('2EPond'!$E$10,12*$X110,4*(PlotControl!$C$6-1),1,1),OFFSET('1EPond'!$E$10,12*$X110,4*(PlotControl!$C$6-1),1,1))","v":16240}]
[106,{"$f":"IF(PlotControl!$B$4 = \"Annual Max\",MAX(OFFSET(Other_1EPond!$C$10,12*$A111,4*(PlotControl!$C$6-1),12,1)),AVERAGE(OFFSET(Other_1EPond!$C$10,12*$A111,4*(PlotControl!$C$6-1),12,1)))","v":16990},{"$f":"IF(PlotControl!$B$4 = \"Annual Max\",MAX(OFFSET(Other_1EPond!$D$10,12*$A111,4*(PlotControl!$C$6-1),12,1)),AVERAGE(OFFSET(Other_1EPond!$D$10,12*$A111,4*(PlotControl!$C$6-1),12,1)))","v":19343},{"$f":"IF(PlotControl!$B$4 = \"Annual Max\",MAX(OFFSET(Other_1EPond!$E$10,12*$A111,4*(PlotControl!$C$6-1),12,1)),AVERAGE(OFFSET(Other_1EPond!$E$10,12*$A111,4*(PlotControl!$C$6-1),12,1)))","v":22245},null,null,null,null,null,null,null,null,null,null,null,null,null,null,null,null,null,null,null,48.833333333333584,{"$f":"IF($X111<=7,OFFSET('2EPond'!$C$10,12*$X111,4*(PlotControl!$C$6-1),1,1),OFFSET('1EPond'!$C$10,12*$X111,4*(PlotControl!$C$6-1),1,1))","v":13695},{"$f":"IF(X111<=7,OFFSET('2EPond'!$D$10,12*$X111,4*(PlotControl!$C$6-1),1,1),OFFSET('1EPond'!$D$10,12*$X111,4*(PlotControl!$C$6-1),1,1))","v":14418},{"$f":"IF(X111<=7,OFFSET('2EPond'!$E$10,12*$X111,4*(PlotControl!$C$6-1),1,1),OFFSET('1EPond'!$E$10,12*$X111,4*(PlotControl!$C$6-1),1,1))","v":16351}]
[107,{"$f":"IF(PlotControl!$B$4 = \"Annual Max\",MAX(OFFSET(Other_1EPond!$C$10,12*$A112,4*(PlotControl!$C$6-1),12,1)),AVERAGE(OFFSET(Other_1EPond!$C$10,12*$A112,4*(PlotControl!$C$6-1),12,1)))","v":16996},{"$f":"IF(PlotControl!$B$4 = \"Annual Max\",MAX(OFFSET(Other_1EPond!$D$10,12*$A112,4*(PlotControl!$C$6-1),12,1)),AVERAGE(OFFSET(Other_1EPond!$D$10,12*$A112,4*(PlotControl!$C$6-1),12,1)))","v":19330},{"$f":"IF(PlotControl!$B$4 = \"Annual Max\",MAX(OFFSET(Other_1EPond!$E$10,12*$A112,4*(PlotControl!$C$6-1),12,1)),AVERAGE(OFFSET(Other_1EPond!$E$10,12*$A112,4*(PlotControl!$C$6-1),12,1)))","v":22203},null,null,null,null,null,null,null,null,null,null,null,null,null,null,null,null,null,null,null,48.91666666666692,{"$f":"IF($X112<=7,OFFSET('2EPond'!$C$10,12*$X112,4*(PlotControl!$C$6-1),1,1),OFFSET('1EPond'!$C$10,12*$X112,4*(PlotControl!$C$6-1),1,1))","v":13675},{"$f":"IF(X112<=7,OFFSET('2EPond'!$D$10,12*$X112,4*(PlotControl!$C$6-1),1,1),OFFSET('1EPond'!$D$10,12*$X112,4*(PlotControl!$C$6-1),1,1))","v":14397},{"$f":"IF(X112<=7,OFFSET('2EPond'!$E$10,12*$X112,4*(PlotControl!$C$6-1),1,1),OFFSET('1EPond'!$E$10,12*$X112,4*(PlotControl!$C$6-1),1,1))","v":16450}]
[108,{"$f":"IF(PlotControl!$B$4 = \"Annual Max\",MAX(OFFSET(Other_1EPond!$C$10,12*$A113,4*(PlotControl!$C$6-1),12,1)),AVERAGE(OFFSET(Other_1EPond!$C$10,12*$A113,4*(PlotControl!$C$6-1),12,1)))","v":17152},{"$f":"IF(PlotControl!$B$4 = \"Annual Max\",MAX(OFFSET(Other_1EPond!$D$10,12*$A113,4*(PlotControl!$C$6-1),12,1)),AVERAGE(OFFSET(Other_1EPond!$D$10,12*$A113,4*(PlotControl!$C$6-1),12,1)))","v":19307},{"$f":"IF(PlotControl!$B$4 = \"Annual Max\",MAX(OFFSET(Other_1EPond!$E$10,12*$A113,4*(PlotControl!$C$6-1),12,1)),AVERAGE(OFFSET(Other_1EPond!$E$10,12*$A113,4*(PlotControl!$C$6-1),12,1)))","v":22168},null,null,null,null,null,null,null,null,null,null,null,null,null,null,null,null,null,null,null,49.000000000000256,{"$f":"IF($X113<=7,OFFSET('2EPond'!$C$10,12*$X113,4*(PlotControl!$C$6-1),1,1),OFFSET('1EPond'!$C$10,12*$X113,4*(PlotControl!$C$6-1),1,1))","v":13652},{"$f":"IF(X113<=7,OFFSET('2EPond'!$D$10,12*$X113,4*(PlotControl!$C$6-1),1,1),OFFSET('1EPond'!$D$10,12*$X113,4*(PlotControl!$C$6-1),1,1))","v":14365},{"$f":"IF(X113<=7,OFFSET('2EPond'!$E$10,12*$X113,4*(PlotControl!$C$6-1),1,1),OFFSET('1EPond'!$E$10,12*$X113,4*(PlotControl!$C$6-1),1,1))","v":16582}]
[109,{"$f":"IF(PlotControl!$B$4 = \"Annual Max\",MAX(OFFSET(Other_1EPond!$C$10,12*$A114,4*(PlotControl!$C$6-1),12,1)),AVERAGE(OFFSET(Other_1EPond!$C$10,12*$A114,4*(PlotControl!$C$6-1),12,1)))","v":17362},{"$f":"IF(PlotControl!$B$4 = \"Annual Max\",MAX(OFFSET(Other_1EPond!$D$10,12*$A114,4*(PlotControl!$C$6-1),12,1)),AVERAGE(OFFSET(Other_1EPond!$D$10,12*$A114,4*(PlotControl!$C$6-1),12,1)))","v":19392},{"$f":"IF(PlotControl!$B$4 = \"Annual Max\",MAX(OFFSET(Other_1EPond!$E$10,12*$A114,4*(PlotControl!$C$6-1),12,1)),AVERAGE(OFFSET(Other_1EPond!$E$10,12*$A114,4*(PlotControl!$C$6-1),12,1)))","v":22106},null,null,null,null,null,null,null,null,null,null,null,null,null,null,null,null,null,null,null,49.083333333333591,{"$f":"IF($X114<=7,OFFSET('2EPond'!$C$10,12*$X114,4*(PlotControl!$C$6-1),1,1),OFFSET('1EPond'!$C$10,12*$X114,4*(PlotControl!$C$6-1),1,1))","v":13654},{"$f":"IF(X114<=7,OFFSET('2EPond'!$D$10,12*$X114,4*(PlotControl!$C$6-1),1,1),OFFSET('1EPond'!$D$10,12*$X114,4*(PlotControl!$C$6-1),1,1))","v":14333},{"$f":"IF(X114<=7,OFFSET('2EPond'!$E$10,12*$X114,4*(PlotControl!$C$6-1),1,1),OFFSET('1EPond'!$E$10,12*$X114,4*(PlotControl!$C$6-1),1,1))","v":16709}]
[110,{"$f":"IF(PlotControl!$B$4 = \"Annual Max\",MAX(OFFSET(Other_1EPond!$C$10,12*$A115,4*(PlotControl!$C$6-1),12,1)),AVERAGE(OFFSET(Other_1EPond!$C$10,12*$A115,4*(PlotControl!$C$6-1),12,1)))","v":17220},{"$f":"IF(PlotControl!$B$4 = \"Annual Max\",MAX(OFFSET(Other_1EPond!$D$10,12*$A115,4*(PlotControl!$C$6-1),12,1)),AVERAGE(OFFSET(Other_1EPond!$D$10,12*$A115,4*(PlotControl!$C$6-1),12,1)))","v":19395},{"$f":"IF(PlotControl!$B$4 = \"Annual Max\",MAX(OFFSET(Other_1EPond!$E$10,12*$A115,4*(PlotControl!$C$6-1),12,1)),AVERAGE(OFFSET(Other_1EPond!$E$10,12*$A115,4*(PlotControl!$C$6-1),12,1)))","v":22221},null,null,null,null,null,null,null,null,null,null,null,null,null,null,null,null,null,null,null,49.166666666666927,{"$f":"IF($X115<=7,OFFSET('2EPond'!$C$10,12*$X115,4*(PlotControl!$C$6-1),1,1),OFFSET('1EPond'!$C$10,12*$X115,4*(PlotControl!$C$6-1),1,1))","v":13658},{"$f":"IF(X115<=7,OFFSET('2EPond'!$D$10,12*$X115,4*(PlotControl!$C$6-1),1,1),OFFSET('1EPond'!$D$10,12*$X115,4*(PlotControl!$C$6-1),1,1))","v":14333},{"$f":"IF(X115<=7,OFFSET('2EPond'!$E$10,12*$X115,4*(PlotControl!$C$6-1),1,1),OFFSET('1EPond'!$E$10,12*$X115,4*(PlotControl!$C$6-1),1,1))","v":16857}]
[111,{"$f":"IF(PlotControl!$B$4 = \"Annual Max\",MAX(OFFSET(Other_1EPond!$C$10,12*$A116,4*(PlotControl!$C$6-1),12,1)),AVERAGE(OFFSET(Other_1EPond!$C$10,12*$A116,4*(PlotControl!$C$6-1),12,1)))","v":17168},{"$f":"IF(PlotControl!$B$4 = \"Annual Max\",MAX(OFFSET(Other_1EPond!$D$10,12*$A116,4*(PlotControl!$C$6-1),12,1)),AVERAGE(OFFSET(Other_1EPond!$D$10,12*$A116,4*(PlotControl!$C$6-1),12,1)))","v":19385},{"$f":"IF(PlotControl!$B$4 = \"Annual Max\",MAX(OFFSET(Other_1EPond!$E$10,12*$A116,4*(PlotControl!$C$6-1),12,1)),AVERAGE(OFFSET(Other_1EPond!$E$10,12*$A116,4*(PlotControl!$C$6-1),12,1)))","v":22227},null,null,null,null,null,null,null,null,null,null,null,null,null,null,null,null,null,null,null,49.250000000000263,{"$f":"IF($X116<=7,OFFSET('2EPond'!$C$10,12*$X116,4*(PlotControl!$C$6-1),1,1),OFFSET('1EPond'!$C$10,12*$X116,4*(PlotControl!$C$6-1),1,1))","v":13734},{"$f":"IF(X116<=7,OFFSET('2EPond'!$D$10,12*$X116,4*(PlotControl!$C$6-1),1,1),OFFSET('1EPond'!$D$10,12*$X116,4*(PlotControl!$C$6-1),1,1))","v":14371},{"$f":"IF(X116<=7,OFFSET('2EPond'!$E$10,12*$X116,4*(PlotControl!$C$6-1),1,1),OFFSET('1EPond'!$E$10,12*$X116,4*(PlotControl!$C$6-1),1,1))","v":17024}]
[112,{"$f":"IF(PlotControl!$B$4 = \"Annual Max\",MAX(OFFSET(Other_1EPond!$C$10,12*$A117,4*(PlotControl!$C$6-1),12,1)),AVERAGE(OFFSET(Other_1EPond!$C$10,12*$A117,4*(PlotControl!$C$6-1),12,1)))","v":17279},{"$f":"IF(PlotControl!$B$4 = \"Annual Max\",MAX(OFFSET(Other_1EPond!$D$10,12*$A117,4*(PlotControl!$C$6-1),12,1)),AVERAGE(OFFSET(Other_1EPond!$D$10,12*$A117,4*(PlotControl!$C$6-1),12,1)))","v":19438},{"$f":"IF(PlotControl!$B$4 = \"Annual Max\",MAX(OFFSET(Other_1EPond!$E$10,12*$A117,4*(PlotControl!$C$6-1),12,1)),AVERAGE(OFFSET(Other_1EPond!$E$10,12*$A117,4*(PlotControl!$C$6-1),12,1)))","v":22194},null,null,null,null,null,null,null,null,null,null,null,null,null,null,null,null,null,null,null,49.333333333333599,{"$f":"IF($X117<=7,OFFSET('2EPond'!$C$10,12*$X117,4*(PlotControl!$C$6-1),1,1),OFFSET('1EPond'!$C$10,12*$X117,4*(PlotControl!$C$6-1),1,1))","v":13801},{"$f":"IF(X117<=7,OFFSET('2EPond'!$D$10,12*$X117,4*(PlotControl!$C$6-1),1,1),OFFSET('1EPond'!$D$10,12*$X117,4*(PlotControl!$C$6-1),1,1))","v":14425},{"$f":"IF(X117<=7,OFFSET('2EPond'!$E$10,12*$X117,4*(PlotControl!$C$6-1),1,1),OFFSET('1EPond'!$E$10,12*$X117,4*(PlotControl!$C$6-1),1,1))","v":17229}]
[113,{"$f":"IF(PlotControl!$B$4 = \"Annual Max\",MAX(OFFSET(Other_1EPond!$C$10,12*$A118,4*(PlotControl!$C$6-1),12,1)),AVERAGE(OFFSET(Other_1EPond!$C$10,12*$A118,4*(PlotControl!$C$6-1),12,1)))","v":17309},{"$f":"IF(PlotControl!$B$4 = \"Annual Max\",MAX(OFFSET(Other_1EPond!$D$10,12*$A118,4*(PlotControl!$C$6-1),12,1)),AVERAGE(OFFSET(Other_1EPond!$D$10,12*$A118,4*(PlotControl!$C$6-1),12,1)))","v":19581},{"$f":"IF(PlotControl!$B$4 = \"Annual Max\",MAX(OFFSET(Other_1EPond!$E$10,12*$A118,4*(PlotControl!$C$6-1),12,1)),AVERAGE(OFFSET(Other_1EPond!$E$10,12*$A118,4*(PlotControl!$C$6-1),12,1)))","v":22381},null,null,null,null,null,null,null,null,null,null,null,null,null,null,null,null,null,null,null,49.416666666666934,{"$f":"IF($X118<=7,OFFSET('2EPond'!$C$10,12*$X118,4*(PlotControl!$C$6-1),1,1),OFFSET('1EPond'!$C$10,12*$X118,4*(PlotControl!$C$6-1),1,1))","v":13758},{"$f":"IF(X118<=7,OFFSET('2EPond'!$D$10,12*$X118,4*(PlotControl!$C$6-1),1,1),OFFSET('1EPond'!$D$10,12*$X118,4*(PlotControl!$C$6-1),1,1))","v":14401},{"$f":"IF(X118<=7,OFFSET('2EPond'!$E$10,12*$X118,4*(PlotControl!$C$6-1),1,1),OFFSET('1EPond'!$E$10,12*$X118,4*(PlotControl!$C$6-1),1,1))","v":17286}]
[114,{"$f":"IF(PlotControl!$B$4 = \"Annual Max\",MAX(OFFSET(Other_1EPond!$C$10,12*$A119,4*(PlotControl!$C$6-1),12,1)),AVERAGE(OFFSET(Other_1EPond!$C$10,12*$A119,4*(PlotControl!$C$6-1),12,1)))","v":17429},{"$f":"IF(PlotControl!$B$4 = \"Annual Max\",MAX(OFFSET(Other_1EPond!$D$10,12*$A119,4*(PlotControl!$C$6-1),12,1)),AVERAGE(OFFSET(Other_1EPond!$D$10,12*$A119,4*(PlotControl!$C$6-1),12,1)))","v":19530},{"$f":"IF(PlotControl!$B$4 = \"Annual Max\",MAX(OFFSET(Other_1EPond!$E$10,12*$A119,4*(PlotControl!$C$6-1),12,1)),AVERAGE(OFFSET(Other_1EPond!$E$10,12*$A119,4*(PlotControl!$C$6-1),12,1)))","v":22308},null,null,null,null,null,null,null,null,null,null,null,null,null,null,null,null,null,null,null,49.50000000000027,{"$f":"IF($X119<=7,OFFSET('2EPond'!$C$10,12*$X119,4*(PlotControl!$C$6-1),1,1),OFFSET('1EPond'!$C$10,12*$X119,4*(PlotControl!$C$6-1),1,1))","v":13634},{"$f":"IF(X119<=7,OFFSET('2EPond'!$D$10,12*$X119,4*(PlotControl!$C$6-1),1,1),OFFSET('1EPond'!$D$10,12*$X119,4*(PlotControl!$C$6-1),1,1))","v":14314},{"$f":"IF(X119<=7,OFFSET('2EPond'!$E$10,12*$X119,4*(PlotControl!$C$6-1),1,1),OFFSET('1EPond'!$E$10,12*$X119,4*(PlotControl!$C$6-1),1,1))","v":17151}]
[115,{"$f":"IF(PlotControl!$B$4 = \"Annual Max\",MAX(OFFSET(Other_1EPond!$C$10,12*$A120,4*(PlotControl!$C$6-1),12,1)),AVERAGE(OFFSET(Other_1EPond!$C$10,12*$A120,4*(PlotControl!$C$6-1),12,1)))","v":17261},{"$f":"IF(PlotControl!$B$4 = \"Annual Max\",MAX(OFFSET(Other_1EPond!$D$10,12*$A120,4*(PlotControl!$C$6-1),12,1)),AVERAGE(OFFSET(Other_1EPond!$D$10,12*$A120,4*(PlotControl!$C$6-1),12,1)))","v":19542},{"$f":"IF(PlotControl!$B$4 = \"Annual Max\",MAX(OFFSET(Other_1EPond!$E$10,12*$A120,4*(PlotControl!$C$6-1),12,1)),AVERAGE(OFFSET(Other_1EPond!$E$10,12*$A120,4*(PlotControl!$C$6-1),12,1)))","v":22177},null,null,null,null,null,null,null,null,null,null,null,null,null,null,null,null,null,null,null,49.583333333333606,{"$f":"IF($X120<=7,OFFSET('2EPond'!$C$10,12*$X120,4*(PlotControl!$C$6-1),1,1),OFFSET('1EPond'!$C$10,12*$X120,4*(PlotControl!$C$6-1),1,1))","v":13564},{"$f":"IF(X120<=7,OFFSET('2EPond'!$D$10,12*$X120,4*(PlotControl!$C$6-1),1,1),OFFSET('1EPond'!$D$10,12*$X120,4*(PlotControl!$C$6-1),1,1))","v":14288},{"$f":"IF(X120<=7,OFFSET('2EPond'!$E$10,12*$X120,4*(PlotControl!$C$6-1),1,1),OFFSET('1EPond'!$E$10,12*$X120,4*(PlotControl!$C$6-1),1,1))","v":17126}]
[116,{"$f":"IF(PlotControl!$B$4 = \"Annual Max\",MAX(OFFSET(Other_1EPond!$C$10,12*$A121,4*(PlotControl!$C$6-1),12,1)),AVERAGE(OFFSET(Other_1EPond!$C$10,12*$A121,4*(PlotControl!$C$6-1),12,1)))","v":17271},{"$f":"IF(PlotControl!$B$4 = \"Annual Max\",MAX(OFFSET(Other_1EPond!$D$10,12*$A121,4*(PlotControl!$C$6-1),12,1)),AVERAGE(OFFSET(Other_1EPond!$D$10,12*$A121,4*(PlotControl!$C$6-1),12,1)))","v":19558},{"$f":"IF(PlotControl!$B$4 = \"Annual Max\",MAX(OFFSET(Other_1EPond!$E$10,12*$A121,4*(PlotControl!$C$6-1),12,1)),AVERAGE(OFFSET(Other_1EPond!$E$10,12*$A121,4*(PlotControl!$C$6-1),12,1)))","v":22242},null,null,null,null,null,null,null,null,null,null,null,null,null,null,null,null,null,null,null,49.666666666666941,{"$f":"IF($X121<=7,OFFSET('2EPond'!$C$10,12*$X121,4*(PlotControl!$C$6-1),1,1),OFFSET('1EPond'!$C$10,12*$X121,4*(PlotControl!$C$6-1),1,1))","v":13511},{"$f":"IF(X121<=7,OFFSET('2EPond'!$D$10,12*$X121,4*(PlotControl!$C$6-1),1,1),OFFSET('1EPond'!$D$10,12*$X121,4*(PlotControl!$C$6-1),1,1))","v":14272},{"$f":"IF(X121<=7,OFFSET('2EPond'!$E$10,12*$X121,4*(PlotControl!$C$6-1),1,1),OFFSET('1EPond'!$E$10,12*$X121,4*(PlotControl!$C$6-1),1,1))","v":17338}]
[117,{"$f":"IF(PlotControl!$B$4 = \"Annual Max\",MAX(OFFSET(Other_1EPond!$C$10,12*$A122,4*(PlotControl!$C$6-1),12,1)),AVERAGE(OFFSET(Other_1EPond!$C$10,12*$A122,4*(PlotControl!$C$6-1),12,1)))","v":17135},{"$f":"IF(PlotControl!$B$4 = \"Annual Max\",MAX(OFFSET(Other_1EPond!$D$10,12*$A122,4*(PlotControl!$C$6-1),12,1)),AVERAGE(OFFSET(Other_1EPond!$D$10,12*$A122,4*(PlotControl!$C$6-1),12,1)))","v":19501},{"$f":"IF(PlotControl!$B$4 = \"Annual Max\",MAX(OFFSET(Other_1EPond!$E$10,12*$A122,4*(PlotControl!$C$6-1),12,1)),AVERAGE(OFFSET(Other_1EPond!$E$10,12*$A122,4*(PlotControl!$C$6-1),12,1)))","v":22055},null,null,null,null,null,null,null,null,null,null,null,null,null,null,null,null,null,null,null,49.750000000000277,{"$f":"IF($X122<=7,OFFSET('2EPond'!$C$10,12*$X122,4*(PlotControl!$C$6-1),1,1),OFFSET('1EPond'!$C$10,12*$X122,4*(PlotControl!$C$6-1),1,1))","v":13389},{"$f":"IF(X122<=7,OFFSET('2EPond'!$D$10,12*$X122,4*(PlotControl!$C$6-1),1,1),OFFSET('1EPond'!$D$10,12*$X122,4*(PlotControl!$C$6-1),1,1))","v":14202},{"$f":"IF(X122<=7,OFFSET('2EPond'!$E$10,12*$X122,4*(PlotControl!$C$6-1),1,1),OFFSET('1EPond'!$E$10,12*$X122,4*(PlotControl!$C$6-1),1,1))","v":17164}]
[118,{"$f":"IF(PlotControl!$B$4 = \"Annual Max\",MAX(OFFSET(Other_1EPond!$C$10,12*$A123,4*(PlotControl!$C$6-1),12,1)),AVERAGE(OFFSET(Other_1EPond!$C$10,12*$A123,4*(PlotControl!$C$6-1),12,1)))","v":16986},{"$f":"IF(PlotControl!$B$4 = \"Annual Max\",MAX(OFFSET(Other_1EPond!$D$10,12*$A123,4*(PlotControl!$C$6-1),12,1)),AVERAGE(OFFSET(Other_1EPond!$D$10,12*$A123,4*(PlotControl!$C$6-1),12,1)))","v":19457},{"$f":"IF(PlotControl!$B$4 = \"Annual Max\",MAX(OFFSET(Other_1EPond!$E$10,12*$A123,4*(PlotControl!$C$6-1),12,1)),AVERAGE(OFFSET(Other_1EPond!$E$10,12*$A123,4*(PlotControl!$C$6-1),12,1)))","v":21870},null,null,null,null,null,null,null,null,null,null,null,null,null,null,null,null,null,null,null,49.833333333333613,{"$f":"IF($X123<=7,OFFSET('2EPond'!$C$10,12*$X123,4*(PlotControl!$C$6-1),1,1),OFFSET('1EPond'!$C$10,12*$X123,4*(PlotControl!$C$6-1),1,1))","v":13329},{"$f":"IF(X123<=7,OFFSET('2EPond'!$D$10,12*$X123,4*(PlotControl!$C$6-1),1,1),OFFSET('1EPond'!$D$10,12*$X123,4*(PlotControl!$C$6-1),1,1))","v":14169},{"$f":"IF(X123<=7,OFFSET('2EPond'!$E$10,12*$X123,4*(PlotControl!$C$6-1),1,1),OFFSET('1EPond'!$E$10,12*$X123,4*(PlotControl!$C$6-1),1,1))","v":17075}]
[119,{"$f":"IF(PlotControl!$B$4 = \"Annual Max\",MAX(OFFSET(Other_1EPond!$C$10,12*$A124,4*(PlotControl!$C$6-1),12,1)),AVERAGE(OFFSET(Other_1EPond!$C$10,12*$A124,4*(PlotControl!$C$6-1),12,1)))","v":17199},{"$f":"IF(PlotControl!$B$4 = \"Annual Max\",MAX(OFFSET(Other_1EPond!$D$10,12*$A124,4*(PlotControl!$C$6-1),12,1)),AVERAGE(OFFSET(Other_1EPond!$D$10,12*$A124,4*(PlotControl!$C$6-1),12,1)))","v":19446},{"$f":"IF(PlotControl!$B$4 = \"Annual Max\",MAX(OFFSET(Other_1EPond!$E$10,12*$A124,4*(PlotControl!$C$6-1),12,1)),AVERAGE(OFFSET(Other_1EPond!$E$10,12*$A124,4*(PlotControl!$C$6-1),12,1)))","v":21813},null,null,null,null,null,null,null,null,null,null,null,null,null,null,null,null,null,null,null,49.916666666666949,{"$f":"IF($X124<=7,OFFSET('2EPond'!$C$10,12*$X124,4*(PlotControl!$C$6-1),1,1),OFFSET('1EPond'!$C$10,12*$X124,4*(PlotControl!$C$6-1),1,1))","v":13317},{"$f":"IF(X124<=7,OFFSET('2EPond'!$D$10,12*$X124,4*(PlotControl!$C$6-1),1,1),OFFSET('1EPond'!$D$10,12*$X124,4*(PlotControl!$C$6-1),1,1))","v":14151},{"$f":"IF(X124<=7,OFFSET('2EPond'!$E$10,12*$X124,4*(PlotControl!$C$6-1),1,1),OFFSET('1EPond'!$E$10,12*$X124,4*(PlotControl!$C$6-1),1,1))","v":17085}]
[120,{"$f":"IF(PlotControl!$B$4 = \"Annual Max\",MAX(OFFSET(Other_1EPond!$C$10,12*$A125,4*(PlotControl!$C$6-1),12,1)),AVERAGE(OFFSET(Other_1EPond!$C$10,12*$A125,4*(PlotControl!$C$6-1),12,1)))","v":17155},{"$f":"IF(PlotControl!$B$4 = \"Annual Max\",MAX(OFFSET(Other_1EPond!$D$10,12*$A125,4*(PlotControl!$C$6-1),12,1)),AVERAGE(OFFSET(Other_1EPond!$D$10,12*$A125,4*(PlotControl!$C$6-1),12,1)))","v":19483},{"$f":"IF(PlotControl!$B$4 = \"Annual Max\",MAX(OFFSET(Other_1EPond!$E$10,12*$A125,4*(PlotControl!$C$6-1),12,1)),AVERAGE(OFFSET(Other_1EPond!$E$10,12*$A125,4*(PlotControl!$C$6-1),12,1)))","v":21801},null,null,null,null,null,null,null,null,null,null,null,null,null,null,null,null,null,null,null,50.000000000000284,{"$f":"IF($X125<=7,OFFSET('2EPond'!$C$10,12*$X125,4*(PlotControl!$C$6-1),1,1),OFFSET('1EPond'!$C$10,12*$X125,4*(PlotControl!$C$6-1),1,1))","v":13285},{"$f":"IF(X125<=7,OFFSET('2EPond'!$D$10,12*$X125,4*(PlotControl!$C$6-1),1,1),OFFSET('1EPond'!$D$10,12*$X125,4*(PlotControl!$C$6-1),1,1))","v":14119},{"$f":"IF(X125<=7,OFFSET('2EPond'!$E$10,12*$X125,4*(PlotControl!$C$6-1),1,1),OFFSET('1EPond'!$E$10,12*$X125,4*(PlotControl!$C$6-1),1,1))","v":17152}]
[121,{"$f":"IF(PlotControl!$B$4 = \"Annual Max\",MAX(OFFSET(Other_1EPond!$C$10,12*$A126,4*(PlotControl!$C$6-1),12,1)),AVERAGE(OFFSET(Other_1EPond!$C$10,12*$A126,4*(PlotControl!$C$6-1),12,1)))","v":17126},{"$f":"IF(PlotControl!$B$4 = \"Annual Max\",MAX(OFFSET(Other_1EPond!$D$10,12*$A126,4*(PlotControl!$C$6-1),12,1)),AVERAGE(OFFSET(Other_1EPond!$D$10,12*$A126,4*(PlotControl!$C$6-1),12,1)))","v":19370},{"$f":"IF(PlotControl!$B$4 = \"Annual Max\",MAX(OFFSET(Other_1EPond!$E$10,12*$A126,4*(PlotControl!$C$6-1),12,1)),AVERAGE(OFFSET(Other_1EPond!$E$10,12*$A126,4*(PlotControl!$C$6-1),12,1)))","v":21837},null,null,null,null,null,null,null,null,null,null,null,null,null,null,null,null,null,null,null,50.08333333333362,{"$f":"IF($X126<=7,OFFSET('2EPond'!$C$10,12*$X126,4*(PlotControl!$C$6-1),1,1),OFFSET('1EPond'!$C$10,12*$X126,4*(PlotControl!$C$6-1),1,1))","v":13303},{"$f":"IF(X126<=7,OFFSET('2EPond'!$D$10,12*$X126,4*(PlotControl!$C$6-1),1,1),OFFSET('1EPond'!$D$10,12*$X126,4*(PlotControl!$C$6-1),1,1))","v":14106},{"$f":"IF(X126<=7,OFFSET('2EPond'!$E$10,12*$X126,4*(PlotControl!$C$6-1),1,1),OFFSET('1EPond'!$E$10,12*$X126,4*(PlotControl!$C$6-1),1,1))","v":17309}]
[122,{"$f":"IF(PlotControl!$B$4 = \"Annual Max\",MAX(OFFSET(Other_1EPond!$C$10,12*$A127,4*(PlotControl!$C$6-1),12,1)),AVERAGE(OFFSET(Other_1EPond!$C$10,12*$A127,4*(PlotControl!$C$6-1),12,1)))","v":16895},{"$f":"IF(PlotControl!$B$4 = \"Annual Max\",MAX(OFFSET(Other_1EPond!$D$10,12*$A127,4*(PlotControl!$C$6-1),12,1)),AVERAGE(OFFSET(Other_1EPond!$D$10,12*$A127,4*(PlotControl!$C$6-1),12,1)))","v":19472},{"$f":"IF(PlotControl!$B$4 = \"Annual Max\",MAX(OFFSET(Other_1EPond!$E$10,12*$A127,4*(PlotControl!$C$6-1),12,1)),AVERAGE(OFFSET(Other_1EPond!$E$10,12*$A127,4*(PlotControl!$C$6-1),12,1)))","v":22128},null,null,null,null,null,null,null,null,null,null,null,null,null,null,null,null,null,null,null,50.166666666666956,{"$f":"IF($X127<=7,OFFSET('2EPond'!$C$10,12*$X127,4*(PlotControl!$C$6-1),1,1),OFFSET('1EPond'!$C$10,12*$X127,4*(PlotControl!$C$6-1),1,1))","v":13328},{"$f":"IF(X127<=7,OFFSET('2EPond'!$D$10,12*$X127,4*(PlotControl!$C$6-1),1,1),OFFSET('1EPond'!$D$10,12*$X127,4*(PlotControl!$C$6-1),1,1))","v":14105},{"$f":"IF(X127<=7,OFFSET('2EPond'!$E$10,12*$X127,4*(PlotControl!$C$6-1),1,1),OFFSET('1EPond'!$E$10,12*$X127,4*(PlotControl!$C$6-1),1,1))","v":17476}]
[123,{"$f":"IF(PlotControl!$B$4 = \"Annual Max\",MAX(OFFSET(Other_1EPond!$C$10,12*$A128,4*(PlotControl!$C$6-1),12,1)),AVERAGE(OFFSET(Other_1EPond!$C$10,12*$A128,4*(PlotControl!$C$6-1),12,1)))","v":17021},{"$f":"IF(PlotControl!$B$4 = \"Annual Max\",MAX(OFFSET(Other_1EPond!$D$10,12*$A128,4*(PlotControl!$C$6-1),12,1)),AVERAGE(OFFSET(Other_1EPond!$D$10,12*$A128,4*(PlotControl!$C$6-1),12,1)))","v":19493},{"$f":"IF(PlotControl!$B$4 = \"Annual Max\",MAX(OFFSET(Other_1EPond!$E$10,12*$A128,4*(PlotControl!$C$6-1),12,1)),AVERAGE(OFFSET(Other_1EPond!$E$10,12*$A128,4*(PlotControl!$C$6-1),12,1)))","v":22065},null,null,null,null,null,null,null,null,null,null,null,null,null,null,null,null,null,null,null,50.250000000000291,{"$f":"IF($X128<=7,OFFSET('2EPond'!$C$10,12*$X128,4*(PlotControl!$C$6-1),1,1),OFFSET('1EPond'!$C$10,12*$X128,4*(PlotControl!$C$6-1),1,1))","v":13414},{"$f":"IF(X128<=7,OFFSET('2EPond'!$D$10,12*$X128,4*(PlotControl!$C$6-1),1,1),OFFSET('1EPond'!$D$10,12*$X128,4*(PlotControl!$C$6-1),1,1))","v":14154},{"$f":"IF(X128<=7,OFFSET('2EPond'!$E$10,12*$X128,4*(PlotControl!$C$6-1),1,1),OFFSET('1EPond'!$E$10,12*$X128,4*(PlotControl!$C$6-1),1,1))","v":17677}]
[124,{"$f":"IF(PlotControl!$B$4 = \"Annual Max\",MAX(OFFSET(Other_1EPond!$C$10,12*$A129,4*(PlotControl!$C$6-1),12,1)),AVERAGE(OFFSET(Other_1EPond!$C$10,12*$A129,4*(PlotControl!$C$6-1),12,1)))","v":17098},{"$f":"IF(PlotControl!$B$4 = \"Annual Max\",MAX(OFFSET(Other_1EPond!$D$10,12*$A129,4*(PlotControl!$C$6-1),12,1)),AVERAGE(OFFSET(Other_1EPond!$D$10,12*$A129,4*(PlotControl!$C$6-1),12,1)))","v":19428},{"$f":"IF(PlotControl!$B$4 = \"Annual Max\",MAX(OFFSET(Other_1EPond!$E$10,12*$A129,4*(PlotControl!$C$6-1),12,1)),AVERAGE(OFFSET(Other_1EPond!$E$10,12*$A129,4*(PlotControl!$C$6-1),12,1)))","v":22210},null,null,null,null,null,null,null,null,null,null,null,null,null,null,null,null,null,null,null,50.333333333333627,{"$f":"IF($X129<=7,OFFSET('2EPond'!$C$10,12*$X129,4*(PlotControl!$C$6-1),1,1),OFFSET('1EPond'!$C$10,12*$X129,4*(PlotControl!$C$6-1),1,1))","v":13512},{"$f":"IF(X129<=7,OFFSET('2EPond'!$D$10,12*$X129,4*(PlotControl!$C$6-1),1,1),OFFSET('1EPond'!$D$10,12*$X129,4*(PlotControl!$C$6-1),1,1))","v":14209},{"$f":"IF(X129<=7,OFFSET('2EPond'!$E$10,12*$X129,4*(PlotControl!$C$6-1),1,1),OFFSET('1EPond'!$E$10,12*$X129,4*(PlotControl!$C$6-1),1,1))","v":17941}]
[125,{"$f":"IF(PlotControl!$B$4 = \"Annual Max\",MAX(OFFSET(Other_1EPond!$C$10,12*$A130,4*(PlotControl!$C$6-1),12,1)),AVERAGE(OFFSET(Other_1EPond!$C$10,12*$A130,4*(PlotControl!$C$6-1),12,1)))","v":17225},{"$f":"IF(PlotControl!$B$4 = \"Annual Max\",MAX(OFFSET(Other_1EPond!$D$10,12*$A130,4*(PlotControl!$C$6-1),12,1)),AVERAGE(OFFSET(Other_1EPond!$D$10,12*$A130,4*(PlotControl!$C$6-1),12,1)))","v":19494},{"$f":"IF(PlotControl!$B$4 = \"Annual Max\",MAX(OFFSET(Other_1EPond!$E$10,12*$A130,4*(PlotControl!$C$6-1),12,1)),AVERAGE(OFFSET(Other_1EPond!$E$10,12*$A130,4*(PlotControl!$C$6-1),12,1)))","v":22120},null,null,null,null,null,null,null,null,null,null,null,null,null,null,null,null,null,null,null,50.416666666666963,{"$f":"IF($X130<=7,OFFSET('2EPond'!$C$10,12*$X130,4*(PlotControl!$C$6-1),1,1),OFFSET('1EPond'!$C$10,12*$X130,4*(PlotControl!$C$6-1),1,1))","v":13489},{"$f":"IF(X130<=7,OFFSET('2EPond'!$D$10,12*$X130,4*(PlotControl!$C$6-1),1,1),OFFSET('1EPond'!$D$10,12*$X130,4*(PlotControl!$C$6-1),1,1))","v":14193},{"$f":"IF(X130<=7,OFFSET('2EPond'!$E$10,12*$X130,4*(PlotControl!$C$6-1),1,1),OFFSET('1EPond'!$E$10,12*$X130,4*(PlotControl!$C$6-1),1,1))","v":18268}]
[126,{"$f":"IF(PlotControl!$B$4 = \"Annual Max\",MAX(OFFSET(Other_1EPond!$C$10,12*$A131,4*(PlotControl!$C$6-1),12,1)),AVERAGE(OFFSET(Other_1EPond!$C$10,12*$A131,4*(PlotControl!$C$6-1),12,1)))","v":17050},{"$f":"IF(PlotControl!$B$4 = \"Annual Max\",MAX(OFFSET(Other_1EPond!$D$10,12*$A131,4*(PlotControl!$C$6-1),12,1)),AVERAGE(OFFSET(Other_1EPond!$D$10,12*$A131,4*(PlotControl!$C$6-1),12,1)))","v":19519},{"$f":"IF(PlotControl!$B$4 = \"Annual Max\",MAX(OFFSET(Other_1EPond!$E$10,12*$A131,4*(PlotControl!$C$6-1),12,1)),AVERAGE(OFFSET(Other_1EPond!$E$10,12*$A131,4*(PlotControl!$C$6-1),12,1)))","v":22163},null,null,null,null,null,null,null,null,null,null,null,null,null,null,null,null,null,null,null,50.500000000000298,{"$f":"IF($X131<=7,OFFSET('2EPond'!$C$10,12*$X131,4*(PlotControl!$C$6-1),1,1),OFFSET('1EPond'!$C$10,12*$X131,4*(PlotControl!$C$6-1),1,1))","v":13369},{"$f":"IF(X131<=7,OFFSET('2EPond'!$D$10,12*$X131,4*(PlotControl!$C$6-1),1,1),OFFSET('1EPond'!$D$10,12*$X131,4*(PlotControl!$C$6-1),1,1))","v":14062},{"$f":"IF(X131<=7,OFFSET('2EPond'!$E$10,12*$X131,4*(PlotControl!$C$6-1),1,1),OFFSET('1EPond'!$E$10,12*$X131,4*(PlotControl!$C$6-1),1,1))","v":18134}]
[127,{"$f":"IF(PlotControl!$B$4 = \"Annual Max\",MAX(OFFSET(Other_1EPond!$C$10,12*$A132,4*(PlotControl!$C$6-1),12,1)),AVERAGE(OFFSET(Other_1EPond!$C$10,12*$A132,4*(PlotControl!$C$6-1),12,1)))","v":17111},{"$f":"IF(PlotControl!$B$4 = \"Annual Max\",MAX(OFFSET(Other_1EPond!$D$10,12*$A132,4*(PlotControl!$C$6-1),12,1)),AVERAGE(OFFSET(Other_1EPond!$D$10,12*$A132,4*(PlotControl!$C$6-1),12,1)))","v":19431},{"$f":"IF(PlotControl!$B$4 = \"Annual Max\",MAX(OFFSET(Other_1EPond!$E$10,12*$A132,4*(PlotControl!$C$6-1),12,1)),AVERAGE(OFFSET(Other_1EPond!$E$10,12*$A132,4*(PlotControl!$C$6-1),12,1)))","v":22380},null,null,null,null,null,null,null,null,null,null,null,null,null,null,null,null,null,null,null,50.583333333333634,{"$f":"IF($X132<=7,OFFSET('2EPond'!$C$10,12*$X132,4*(PlotControl!$C$6-1),1,1),OFFSET('1EPond'!$C$10,12*$X132,4*(PlotControl!$C$6-1),1,1))","v":13308},{"$f":"IF(X132<=7,OFFSET('2EPond'!$D$10,12*$X132,4*(PlotControl!$C$6-1),1,1),OFFSET('1EPond'!$D$10,12*$X132,4*(PlotControl!$C$6-1),1,1))","v":14041},{"$f":"IF(X132<=7,OFFSET('2EPond'!$E$10,12*$X132,4*(PlotControl!$C$6-1),1,1),OFFSET('1EPond'!$E$10,12*$X132,4*(PlotControl!$C$6-1),1,1))","v":18244}]
[128,{"$f":"IF(PlotControl!$B$4 = \"Annual Max\",MAX(OFFSET(Other_1EPond!$C$10,12*$A133,4*(PlotControl!$C$6-1),12,1)),AVERAGE(OFFSET(Other_1EPond!$C$10,12*$A133,4*(PlotControl!$C$6-1),12,1)))","v":17317},{"$f":"IF(PlotControl!$B$4 = \"Annual Max\",MAX(OFFSET(Other_1EPond!$D$10,12*$A133,4*(PlotControl!$C$6-1),12,1)),AVERAGE(OFFSET(Other_1EPond!$D$10,12*$A133,4*(PlotControl!$C$6-1),12,1)))","v":19486},{"$f":"IF(PlotControl!$B$4 = \"Annual Max\",MAX(OFFSET(Other_1EPond!$E$10,12*$A133,4*(PlotControl!$C$6-1),12,1)),AVERAGE(OFFSET(Other_1EPond!$E$10,12*$A133,4*(PlotControl!$C$6-1),12,1)))","v":22323},null,null,null,null,null,null,null,null,null,null,null,null,null,null,null,null,null,null,null,50.66666666666697,{"$f":"IF($X133<=7,OFFSET('2EPond'!$C$10,12*$X133,4*(PlotControl!$C$6-1),1,1),OFFSET('1EPond'!$C$10,12*$X133,4*(PlotControl!$C$6-1),1,1))","v":13289},{"$f":"IF(X133<=7,OFFSET('2EPond'!$D$10,12*$X133,4*(PlotControl!$C$6-1),1,1),OFFSET('1EPond'!$D$10,12*$X133,4*(PlotControl!$C$6-1),1,1))","v":14019},{"$f":"IF(X133<=7,OFFSET('2EPond'!$E$10,12*$X133,4*(PlotControl!$C$6-1),1,1),OFFSET('1EPond'!$E$10,12*$X133,4*(PlotControl!$C$6-1),1,1))","v":18287}]
[129,{"$f":"IF(PlotControl!$B$4 = \"Annual Max\",MAX(OFFSET(Other_1EPond!$C$10,12*$A134,4*(PlotControl!$C$6-1),12,1)),AVERAGE(OFFSET(Other_1EPond!$C$10,12*$A134,4*(PlotControl!$C$6-1),12,1)))","v":17364},{"$f":"IF(PlotControl!$B$4 = \"Annual Max\",MAX(OFFSET(Other_1EPond!$D$10,12*$A134,4*(PlotControl!$C$6-1),12,1)),AVERAGE(OFFSET(Other_1EPond!$D$10,12*$A134,4*(PlotControl!$C$6-1),12,1)))","v":19600},{"$f":"IF(PlotControl!$B$4 = \"Annual Max\",MAX(OFFSET(Other_1EPond!$E$10,12*$A134,4*(PlotControl!$C$6-1),12,1)),AVERAGE(OFFSET(Other_1EPond!$E$10,12*$A134,4*(PlotControl!$C$6-1),12,1)))","v":22209},null,null,null,null,null,null,null,null,null,null,null,null,null,null,null,null,null,null,null,50.750000000000306,{"$f":"IF($X134<=7,OFFSET('2EPond'!$C$10,12*$X134,4*(PlotControl!$C$6-1),1,1),OFFSET('1EPond'!$C$10,12*$X134,4*(PlotControl!$C$6-1),1,1))","v":13157},{"$f":"IF(X134<=7,OFFSET('2EPond'!$D$10,12*$X134,4*(PlotControl!$C$6-1),1,1),OFFSET('1EPond'!$D$10,12*$X134,4*(PlotControl!$C$6-1),1,1))","v":13947},{"$f":"IF(X134<=7,OFFSET('2EPond'!$E$10,12*$X134,4*(PlotControl!$C$6-1),1,1),OFFSET('1EPond'!$E$10,12*$X134,4*(PlotControl!$C$6-1),1,1))","v":18247}]
[130,{"$f":"IF(PlotControl!$B$4 = \"Annual Max\",MAX(OFFSET(Other_1EPond!$C$10,12*$A135,4*(PlotControl!$C$6-1),12,1)),AVERAGE(OFFSET(Other_1EPond!$C$10,12*$A135,4*(PlotControl!$C$6-1),12,1)))","v":17387},{"$f":"IF(PlotControl!$B$4 = \"Annual Max\",MAX(OFFSET(Other_1EPond!$D$10,12*$A135,4*(PlotControl!$C$6-1),12,1)),AVERAGE(OFFSET(Other_1EPond!$D$10,12*$A135,4*(PlotControl!$C$6-1),12,1)))","v":19557},{"$f":"IF(PlotControl!$B$4 = \"Annual Max\",MAX(OFFSET(Other_1EPond!$E$10,12*$A135,4*(PlotControl!$C$6-1),12,1)),AVERAGE(OFFSET(Other_1EPond!$E$10,12*$A135,4*(PlotControl!$C$6-1),12,1)))","v":22021},null,null,null,null,null,null,null,null,null,null,null,null,null,null,null,null,null,null,null,{"$f":"X134+1/12","v":50.833333333333641},{"$f":"IF($X135<=7,OFFSET('2EPond'!$C$10,12*$X135,4*(PlotControl!$C$6-1),1,1),OFFSET('1EPond'!$C$10,12*$X135,4*(PlotControl!$C$6-1),1,1))","v":13111},{"$f":"IF(X135<=7,OFFSET('2EPond'!$D$10,12*$X135,4*(PlotControl!$C$6-1),1,1),OFFSET('1EPond'!$D$10,12*$X135,4*(PlotControl!$C$6-1),1,1))","v":13912},{"$f":"IF(X135<=7,OFFSET('2EPond'!$E$10,12*$X135,4*(PlotControl!$C$6-1),1,1),OFFSET('1EPond'!$E$10,12*$X135,4*(PlotControl!$C$6-1),1,1))","v":18251}]
[131,{"$f":"IF(PlotControl!$B$4 = \"Annual Max\",MAX(OFFSET(Other_1EPond!$C$10,12*$A136,4*(PlotControl!$C$6-1),12,1)),AVERAGE(OFFSET(Other_1EPond!$C$10,12*$A136,4*(PlotControl!$C$6-1),12,1)))","v":17322},{"$f":"IF(PlotControl!$B$4 = \"Annual Max\",MAX(OFFSET(Other_1EPond!$D$10,12*$A136,4*(PlotControl!$C$6-1),12,1)),AVERAGE(OFFSET(Other_1EPond!$D$10,12*$A136,4*(PlotControl!$C$6-1),12,1)))","v":19513},{"$f":"IF(PlotControl!$B$4 = \"Annual Max\",MAX(OFFSET(Other_1EPond!$E$10,12*$A136,4*(PlotControl!$C$6-1),12,1)),AVERAGE(OFFSET(Other_1EPond!$E$10,12*$A136,4*(PlotControl!$C$6-1),12,1)))","v":21890},null,null,null,null,null,null,null,null,null,null,null,null,null,null,null,null,null,null,null,50.916666666666977,{"$f":"IF($X136<=7,OFFSET('2EPond'!$C$10,12*$X136,4*(PlotControl!$C$6-1),1,1),OFFSET('1EPond'!$C$10,12*$X136,4*(PlotControl!$C$6-1),1,1))","v":13116},{"$f":"IF(X136<=7,OFFSET('2EPond'!$D$10,12*$X136,4*(PlotControl!$C$6-1),1,1),OFFSET('1EPond'!$D$10,12*$X136,4*(PlotControl!$C$6-1),1,1))","v":13896},{"$f":"IF(X136<=7,OFFSET('2EPond'!$E$10,12*$X136,4*(PlotControl!$C$6-1),1,1),OFFSET('1EPond'!$E$10,12*$X136,4*(PlotControl!$C$6-1),1,1))","v":18320}]
[132,{"$f":"IF(PlotControl!$B$4 = \"Annual Max\",MAX(OFFSET(Other_1EPond!$C$10,12*$A137,4*(PlotControl!$C$6-1),12,1)),AVERAGE(OFFSET(Other_1EPond!$C$10,12*$A137,4*(PlotControl!$C$6-1),12,1)))","v":17442},{"$f":"IF(PlotControl!$B$4 = \"Annual Max\",MAX(OFFSET(Other_1EPond!$D$10,12*$A137,4*(PlotControl!$C$6-1),12,1)),AVERAGE(OFFSET(Other_1EPond!$D$10,12*$A137,4*(PlotControl!$C$6-1),12,1)))","v":19629},{"$f":"IF(PlotControl!$B$4 = \"Annual Max\",MAX(OFFSET(Other_1EPond!$E$10,12*$A137,4*(PlotControl!$C$6-1),12,1)),AVERAGE(OFFSET(Other_1EPond!$E$10,12*$A137,4*(PlotControl!$C$6-1),12,1)))","v":22118},null,null,null,null,null,null,null,null,null,null,null,null,null,null,null,null,null,null,null,51.000000000000313,{"$f":"IF($X137<=7,OFFSET('2EPond'!$C$10,12*$X137,4*(PlotControl!$C$6-1),1,1),OFFSET('1EPond'!$C$10,12*$X137,4*(PlotControl!$C$6-1),1,1))","v":13097},{"$f":"IF(X137<=7,OFFSET('2EPond'!$D$10,12*$X137,4*(PlotControl!$C$6-1),1,1),OFFSET('1EPond'!$D$10,12*$X137,4*(PlotControl!$C$6-1),1,1))","v":13872},{"$f":"IF(X137<=7,OFFSET('2EPond'!$E$10,12*$X137,4*(PlotControl!$C$6-1),1,1),OFFSET('1EPond'!$E$10,12*$X137,4*(PlotControl!$C$6-1),1,1))","v":18398}]
[133,{"$f":"IF(PlotControl!$B$4 = \"Annual Max\",MAX(OFFSET(Other_1EPond!$C$10,12*$A138,4*(PlotControl!$C$6-1),12,1)),AVERAGE(OFFSET(Other_1EPond!$C$10,12*$A138,4*(PlotControl!$C$6-1),12,1)))","v":17471},{"$f":"IF(PlotControl!$B$4 = \"Annual Max\",MAX(OFFSET(Other_1EPond!$D$10,12*$A138,4*(PlotControl!$C$6-1),12,1)),AVERAGE(OFFSET(Other_1EPond!$D$10,12*$A138,4*(PlotControl!$C$6-1),12,1)))","v":19696},{"$f":"IF(PlotControl!$B$4 = \"Annual Max\",MAX(OFFSET(Other_1EPond!$E$10,12*$A138,4*(PlotControl!$C$6-1),12,1)),AVERAGE(OFFSET(Other_1EPond!$E$10,12*$A138,4*(PlotControl!$C$6-1),12,1)))","v":22357},null,null,null,null,null,null,null,null,null,null,null,null,null,null,null,null,null,null,null,51.083333333333648,{"$f":"IF($X138<=7,OFFSET('2EPond'!$C$10,12*$X138,4*(PlotControl!$C$6-1),1,1),OFFSET('1EPond'!$C$10,12*$X138,4*(PlotControl!$C$6-1),1,1))","v":13122},{"$f":"IF(X138<=7,OFFSET('2EPond'!$D$10,12*$X138,4*(PlotControl!$C$6-1),1,1),OFFSET('1EPond'!$D$10,12*$X138,4*(PlotControl!$C$6-1),1,1))","v":13860},{"$f":"IF(X138<=7,OFFSET('2EPond'!$E$10,12*$X138,4*(PlotControl!$C$6-1),1,1),OFFSET('1EPond'!$E$10,12*$X138,4*(PlotControl!$C$6-1),1,1))","v":18510}]
[134,{"$f":"IF(PlotControl!$B$4 = \"Annual Max\",MAX(OFFSET(Other_1EPond!$C$10,12*$A139,4*(PlotControl!$C$6-1),12,1)),AVERAGE(OFFSET(Other_1EPond!$C$10,12*$A139,4*(PlotControl!$C$6-1),12,1)))","v":17476},{"$f":"IF(PlotControl!$B$4 = \"Annual Max\",MAX(OFFSET(Other_1EPond!$D$10,12*$A139,4*(PlotControl!$C$6-1),12,1)),AVERAGE(OFFSET(Other_1EPond!$D$10,12*$A139,4*(PlotControl!$C$6-1),12,1)))","v":19755},{"$f":"IF(PlotControl!$B$4 = \"Annual Max\",MAX(OFFSET(Other_1EPond!$E$10,12*$A139,4*(PlotControl!$C$6-1),12,1)),AVERAGE(OFFSET(Other_1EPond!$E$10,12*$A139,4*(PlotControl!$C$6-1),12,1)))","v":22189},null,null,null,null,null,null,null,null,null,null,null,null,null,null,null,null,null,null,null,51.166666666666984,{"$f":"IF($X139<=7,OFFSET('2EPond'!$C$10,12*$X139,4*(PlotControl!$C$6-1),1,1),OFFSET('1EPond'!$C$10,12*$X139,4*(PlotControl!$C$6-1),1,1))","v":13160},{"$f":"IF(X139<=7,OFFSET('2EPond'!$D$10,12*$X139,4*(PlotControl!$C$6-1),1,1),OFFSET('1EPond'!$D$10,12*$X139,4*(PlotControl!$C$6-1),1,1))","v":13850},{"$f":"IF(X139<=7,OFFSET('2EPond'!$E$10,12*$X139,4*(PlotControl!$C$6-1),1,1),OFFSET('1EPond'!$E$10,12*$X139,4*(PlotControl!$C$6-1),1,1))","v":18643}]
[135,{"$f":"IF(PlotControl!$B$4 = \"Annual Max\",MAX(OFFSET(Other_1EPond!$C$10,12*$A140,4*(PlotControl!$C$6-1),12,1)),AVERAGE(OFFSET(Other_1EPond!$C$10,12*$A140,4*(PlotControl!$C$6-1),12,1)))","v":17484},{"$f":"IF(PlotControl!$B$4 = \"Annual Max\",MAX(OFFSET(Other_1EPond!$D$10,12*$A140,4*(PlotControl!$C$6-1),12,1)),AVERAGE(OFFSET(Other_1EPond!$D$10,12*$A140,4*(PlotControl!$C$6-1),12,1)))","v":19621},{"$f":"IF(PlotControl!$B$4 = \"Annual Max\",MAX(OFFSET(Other_1EPond!$E$10,12*$A140,4*(PlotControl!$C$6-1),12,1)),AVERAGE(OFFSET(Other_1EPond!$E$10,12*$A140,4*(PlotControl!$C$6-1),12,1)))","v":22138},null,null,null,null,null,null,null,null,null,null,null,null,null,null,null,null,null,null,null,51.25000000000032,{"$f":"IF($X140<=7,OFFSET('2EPond'!$C$10,12*$X140,4*(PlotControl!$C$6-1),1,1),OFFSET('1EPond'!$C$10,12*$X140,4*(PlotControl!$C$6-1),1,1))","v":13214},{"$f":"IF(X140<=7,OFFSET('2EPond'!$D$10,12*$X140,4*(PlotControl!$C$6-1),1,1),OFFSET('1EPond'!$D$10,12*$X140,4*(PlotControl!$C$6-1),1,1))","v":13907},{"$f":"IF(X140<=7,OFFSET('2EPond'!$E$10,12*$X140,4*(PlotControl!$C$6-1),1,1),OFFSET('1EPond'!$E$10,12*$X140,4*(PlotControl!$C$6-1),1,1))","v":18808}]
[136,{"$f":"IF(PlotControl!$B$4 = \"Annual Max\",MAX(OFFSET(Other_1EPond!$C$10,12*$A141,4*(PlotControl!$C$6-1),12,1)),AVERAGE(OFFSET(Other_1EPond!$C$10,12*$A141,4*(PlotControl!$C$6-1),12,1)))","v":17453},{"$f":"IF(PlotControl!$B$4 = \"Annual Max\",MAX(OFFSET(Other_1EPond!$D$10,12*$A141,4*(PlotControl!$C$6-1),12,1)),AVERAGE(OFFSET(Other_1EPond!$D$10,12*$A141,4*(PlotControl!$C$6-1),12,1)))","v":19693},{"$f":"IF(PlotControl!$B$4 = \"Annual Max\",MAX(OFFSET(Other_1EPond!$E$10,12*$A141,4*(PlotControl!$C$6-1),12,1)),AVERAGE(OFFSET(Other_1EPond!$E$10,12*$A141,4*(PlotControl!$C$6-1),12,1)))","v":22017},null,null,null,null,null,null,null,null,null,null,null,null,null,null,null,null,null,null,null,51.333333333333655,{"$f":"IF($X141<=7,OFFSET('2EPond'!$C$10,12*$X141,4*(PlotControl!$C$6-1),1,1),OFFSET('1EPond'!$C$10,12*$X141,4*(PlotControl!$C$6-1),1,1))","v":13283},{"$f":"IF(X141<=7,OFFSET('2EPond'!$D$10,12*$X141,4*(PlotControl!$C$6-1),1,1),OFFSET('1EPond'!$D$10,12*$X141,4*(PlotControl!$C$6-1),1,1))","v":14005},{"$f":"IF(X141<=7,OFFSET('2EPond'!$E$10,12*$X141,4*(PlotControl!$C$6-1),1,1),OFFSET('1EPond'!$E$10,12*$X141,4*(PlotControl!$C$6-1),1,1))","v":19182}]
[137,{"$f":"IF(PlotControl!$B$4 = \"Annual Max\",MAX(OFFSET(Other_1EPond!$C$10,12*$A142,4*(PlotControl!$C$6-1),12,1)),AVERAGE(OFFSET(Other_1EPond!$C$10,12*$A142,4*(PlotControl!$C$6-1),12,1)))","v":17487},{"$f":"IF(PlotControl!$B$4 = \"Annual Max\",MAX(OFFSET(Other_1EPond!$D$10,12*$A142,4*(PlotControl!$C$6-1),12,1)),AVERAGE(OFFSET(Other_1EPond!$D$10,12*$A142,4*(PlotControl!$C$6-1),12,1)))","v":19663},{"$f":"IF(PlotControl!$B$4 = \"Annual Max\",MAX(OFFSET(Other_1EPond!$E$10,12*$A142,4*(PlotControl!$C$6-1),12,1)),AVERAGE(OFFSET(Other_1EPond!$E$10,12*$A142,4*(PlotControl!$C$6-1),12,1)))","v":22227},null,null,null,null,null,null,null,null,null,null,null,null,null,null,null,null,null,null,null,51.416666666666991,{"$f":"IF($X142<=7,OFFSET('2EPond'!$C$10,12*$X142,4*(PlotControl!$C$6-1),1,1),OFFSET('1EPond'!$C$10,12*$X142,4*(PlotControl!$C$6-1),1,1))","v":13280},{"$f":"IF(X142<=7,OFFSET('2EPond'!$D$10,12*$X142,4*(PlotControl!$C$6-1),1,1),OFFSET('1EPond'!$D$10,12*$X142,4*(PlotControl!$C$6-1),1,1))","v":13997},{"$f":"IF(X142<=7,OFFSET('2EPond'!$E$10,12*$X142,4*(PlotControl!$C$6-1),1,1),OFFSET('1EPond'!$E$10,12*$X142,4*(PlotControl!$C$6-1),1,1))","v":19092}]
[138,{"$f":"IF(PlotControl!$B$4 = \"Annual Max\",MAX(OFFSET(Other_1EPond!$C$10,12*$A143,4*(PlotControl!$C$6-1),12,1)),AVERAGE(OFFSET(Other_1EPond!$C$10,12*$A143,4*(PlotControl!$C$6-1),12,1)))","v":17506},{"$f":"IF(PlotControl!$B$4 = \"Annual Max\",MAX(OFFSET(Other_1EPond!$D$10,12*$A143,4*(PlotControl!$C$6-1),12,1)),AVERAGE(OFFSET(Other_1EPond!$D$10,12*$A143,4*(PlotControl!$C$6-1),12,1)))","v":19639},{"$f":"IF(PlotControl!$B$4 = \"Annual Max\",MAX(OFFSET(Other_1EPond!$E$10,12*$A143,4*(PlotControl!$C$6-1),12,1)),AVERAGE(OFFSET(Other_1EPond!$E$10,12*$A143,4*(PlotControl!$C$6-1),12,1)))","v":22060},null,null,null,null,null,null,null,null,null,null,null,null,null,null,null,null,null,null,null,51.500000000000327,{"$f":"IF($X143<=7,OFFSET('2EPond'!$C$10,12*$X143,4*(PlotControl!$C$6-1),1,1),OFFSET('1EPond'!$C$10,12*$X143,4*(PlotControl!$C$6-1),1,1))","v":13164},{"$f":"IF(X143<=7,OFFSET('2EPond'!$D$10,12*$X143,4*(PlotControl!$C$6-1),1,1),OFFSET('1EPond'!$D$10,12*$X143,4*(PlotControl!$C$6-1),1,1))","v":13917},{"$f":"IF(X143<=7,OFFSET('2EPond'!$E$10,12*$X143,4*(PlotControl!$C$6-1),1,1),OFFSET('1EPond'!$E$10,12*$X143,4*(PlotControl!$C$6-1),1,1))","v":19099}]
[139,{"$f":"IF(PlotControl!$B$4 = \"Annual Max\",MAX(OFFSET(Other_1EPond!$C$10,12*$A144,4*(PlotControl!$C$6-1),12,1)),AVERAGE(OFFSET(Other_1EPond!$C$10,12*$A144,4*(PlotControl!$C$6-1),12,1)))","v":17394},{"$f":"IF(PlotControl!$B$4 = \"Annual Max\",MAX(OFFSET(Other_1EPond!$D$10,12*$A144,4*(PlotControl!$C$6-1),12,1)),AVERAGE(OFFSET(Other_1EPond!$D$10,12*$A144,4*(PlotControl!$C$6-1),12,1)))","v":19554},{"$f":"IF(PlotControl!$B$4 = \"Annual Max\",MAX(OFFSET(Other_1EPond!$E$10,12*$A144,4*(PlotControl!$C$6-1),12,1)),AVERAGE(OFFSET(Other_1EPond!$E$10,12*$A144,4*(PlotControl!$C$6-1),12,1)))","v":22040},null,null,null,null,null,null,null,null,null,null,null,null,null,null,null,null,null,null,null,51.583333333333663,{"$f":"IF($X144<=7,OFFSET('2EPond'!$C$10,12*$X144,4*(PlotControl!$C$6-1),1,1),OFFSET('1EPond'!$C$10,12*$X144,4*(PlotControl!$C$6-1),1,1))","v":13123},{"$f":"IF(X144<=7,OFFSET('2EPond'!$D$10,12*$X144,4*(PlotControl!$C$6-1),1,1),OFFSET('1EPond'!$D$10,12*$X144,4*(PlotControl!$C$6-1),1,1))","v":13884},{"$f":"IF(X144<=7,OFFSET('2EPond'!$E$10,12*$X144,4*(PlotControl!$C$6-1),1,1),OFFSET('1EPond'!$E$10,12*$X144,4*(PlotControl!$C$6-1),1,1))","v":19112}]
[140,{"$f":"IF(PlotControl!$B$4 = \"Annual Max\",MAX(OFFSET(Other_1EPond!$C$10,12*$A145,4*(PlotControl!$C$6-1),12,1)),AVERAGE(OFFSET(Other_1EPond!$C$10,12*$A145,4*(PlotControl!$C$6-1),12,1)))","v":17334},{"$f":"IF(PlotControl!$B$4 = \"Annual Max\",MAX(OFFSET(Other_1EPond!$D$10,12*$A145,4*(PlotControl!$C$6-1),12,1)),AVERAGE(OFFSET(Other_1EPond!$D$10,12*$A145,4*(PlotControl!$C$6-1),12,1)))","v":19558},{"$f":"IF(PlotControl!$B$4 = \"Annual Max\",MAX(OFFSET(Other_1EPond!$E$10,12*$A145,4*(PlotControl!$C$6-1),12,1)),AVERAGE(OFFSET(Other_1EPond!$E$10,12*$A145,4*(PlotControl!$C$6-1),12,1)))","v":22234},null,null,null,null,null,null,null,null,null,null,null,null,null,null,null,null,null,null,null,51.666666666666998,{"$f":"IF($X145<=7,OFFSET('2EPond'!$C$10,12*$X145,4*(PlotControl!$C$6-1),1,1),OFFSET('1EPond'!$C$10,12*$X145,4*(PlotControl!$C$6-1),1,1))","v":13078},{"$f":"IF(X145<=7,OFFSET('2EPond'!$D$10,12*$X145,4*(PlotControl!$C$6-1),1,1),OFFSET('1EPond'!$D$10,12*$X145,4*(PlotControl!$C$6-1),1,1))","v":13893},{"$f":"IF(X145<=7,OFFSET('2EPond'!$E$10,12*$X145,4*(PlotControl!$C$6-1),1,1),OFFSET('1EPond'!$E$10,12*$X145,4*(PlotControl!$C$6-1),1,1))","v":19278}]
[141,{"$f":"IF(PlotControl!$B$4 = \"Annual Max\",MAX(OFFSET(Other_1EPond!$C$10,12*$A146,4*(PlotControl!$C$6-1),12,1)),AVERAGE(OFFSET(Other_1EPond!$C$10,12*$A146,4*(PlotControl!$C$6-1),12,1)))","v":17362},{"$f":"IF(PlotControl!$B$4 = \"Annual Max\",MAX(OFFSET(Other_1EPond!$D$10,12*$A146,4*(PlotControl!$C$6-1),12,1)),AVERAGE(OFFSET(Other_1EPond!$D$10,12*$A146,4*(PlotControl!$C$6-1),12,1)))","v":19494},{"$f":"IF(PlotControl!$B$4 = \"Annual Max\",MAX(OFFSET(Other_1EPond!$E$10,12*$A146,4*(PlotControl!$C$6-1),12,1)),AVERAGE(OFFSET(Other_1EPond!$E$10,12*$A146,4*(PlotControl!$C$6-1),12,1)))","v":22245},null,null,null,null,null,null,null,null,null,null,null,null,null,null,null,null,null,null,null,51.750000000000334,{"$f":"IF($X146<=7,OFFSET('2EPond'!$C$10,12*$X146,4*(PlotControl!$C$6-1),1,1),OFFSET('1EPond'!$C$10,12*$X146,4*(PlotControl!$C$6-1),1,1))","v":12947},{"$f":"IF(X146<=7,OFFSET('2EPond'!$D$10,12*$X146,4*(PlotControl!$C$6-1),1,1),OFFSET('1EPond'!$D$10,12*$X146,4*(PlotControl!$C$6-1),1,1))","v":13832},{"$f":"IF(X146<=7,OFFSET('2EPond'!$E$10,12*$X146,4*(PlotControl!$C$6-1),1,1),OFFSET('1EPond'!$E$10,12*$X146,4*(PlotControl!$C$6-1),1,1))","v":19196}]
[142,{"$f":"IF(PlotControl!$B$4 = \"Annual Max\",MAX(OFFSET(Other_1EPond!$C$10,12*$A147,4*(PlotControl!$C$6-1),12,1)),AVERAGE(OFFSET(Other_1EPond!$C$10,12*$A147,4*(PlotControl!$C$6-1),12,1)))","v":17312},{"$f":"IF(PlotControl!$B$4 = \"Annual Max\",MAX(OFFSET(Other_1EPond!$D$10,12*$A147,4*(PlotControl!$C$6-1),12,1)),AVERAGE(OFFSET(Other_1EPond!$D$10,12*$A147,4*(PlotControl!$C$6-1),12,1)))","v":19538},{"$f":"IF(PlotControl!$B$4 = \"Annual Max\",MAX(OFFSET(Other_1EPond!$E$10,12*$A147,4*(PlotControl!$C$6-1),12,1)),AVERAGE(OFFSET(Other_1EPond!$E$10,12*$A147,4*(PlotControl!$C$6-1),12,1)))","v":22294},null,null,null,null,null,null,null,null,null,null,null,null,null,null,null,null,null,null,null,51.83333333333367,{"$f":"IF($X147<=7,OFFSET('2EPond'!$C$10,12*$X147,4*(PlotControl!$C$6-1),1,1),OFFSET('1EPond'!$C$10,12*$X147,4*(PlotControl!$C$6-1),1,1))","v":12897},{"$f":"IF(X147<=7,OFFSET('2EPond'!$D$10,12*$X147,4*(PlotControl!$C$6-1),1,1),OFFSET('1EPond'!$D$10,12*$X147,4*(PlotControl!$C$6-1),1,1))","v":13823},{"$f":"IF(X147<=7,OFFSET('2EPond'!$E$10,12*$X147,4*(PlotControl!$C$6-1),1,1),OFFSET('1EPond'!$E$10,12*$X147,4*(PlotControl!$C$6-1),1,1))","v":19290}]
[143,{"$f":"IF(PlotControl!$B$4 = \"Annual Max\",MAX(OFFSET(Other_1EPond!$C$10,12*$A148,4*(PlotControl!$C$6-1),12,1)),AVERAGE(OFFSET(Other_1EPond!$C$10,12*$A148,4*(PlotControl!$C$6-1),12,1)))","v":17350},{"$f":"IF(PlotControl!$B$4 = \"Annual Max\",MAX(OFFSET(Other_1EPond!$D$10,12*$A148,4*(PlotControl!$C$6-1),12,1)),AVERAGE(OFFSET(Other_1EPond!$D$10,12*$A148,4*(PlotControl!$C$6-1),12,1)))","v":19614},{"$f":"IF(PlotControl!$B$4 = \"Annual Max\",MAX(OFFSET(Other_1EPond!$E$10,12*$A148,4*(PlotControl!$C$6-1),12,1)),AVERAGE(OFFSET(Other_1EPond!$E$10,12*$A148,4*(PlotControl!$C$6-1),12,1)))","v":22485},null,null,null,null,null,null,null,null,null,null,null,null,null,null,null,null,null,null,null,51.916666666667005,{"$f":"IF($X148<=7,OFFSET('2EPond'!$C$10,12*$X148,4*(PlotControl!$C$6-1),1,1),OFFSET('1EPond'!$C$10,12*$X148,4*(PlotControl!$C$6-1),1,1))","v":12902},{"$f":"IF(X148<=7,OFFSET('2EPond'!$D$10,12*$X148,4*(PlotControl!$C$6-1),1,1),OFFSET('1EPond'!$D$10,12*$X148,4*(PlotControl!$C$6-1),1,1))","v":13824},{"$f":"IF(X148<=7,OFFSET('2EPond'!$E$10,12*$X148,4*(PlotControl!$C$6-1),1,1),OFFSET('1EPond'!$E$10,12*$X148,4*(PlotControl!$C$6-1),1,1))","v":19385}]
[144,{"$f":"IF(PlotControl!$B$4 = \"Annual Max\",MAX(OFFSET(Other_1EPond!$C$10,12*$A149,4*(PlotControl!$C$6-1),12,1)),AVERAGE(OFFSET(Other_1EPond!$C$10,12*$A149,4*(PlotControl!$C$6-1),12,1)))","v":17274},{"$f":"IF(PlotControl!$B$4 = \"Annual Max\",MAX(OFFSET(Other_1EPond!$D$10,12*$A149,4*(PlotControl!$C$6-1),12,1)),AVERAGE(OFFSET(Other_1EPond!$D$10,12*$A149,4*(PlotControl!$C$6-1),12,1)))","v":19635},{"$f":"IF(PlotControl!$B$4 = \"Annual Max\",MAX(OFFSET(Other_1EPond!$E$10,12*$A149,4*(PlotControl!$C$6-1),12,1)),AVERAGE(OFFSET(Other_1EPond!$E$10,12*$A149,4*(PlotControl!$C$6-1),12,1)))","v":22321},null,null,null,null,null,null,null,null,null,null,null,null,null,null,null,null,null,null,null,52.000000000000341,{"$f":"IF($X149<=7,OFFSET('2EPond'!$C$10,12*$X149,4*(PlotControl!$C$6-1),1,1),OFFSET('1EPond'!$C$10,12*$X149,4*(PlotControl!$C$6-1),1,1))","v":12876},{"$f":"IF(X149<=7,OFFSET('2EPond'!$D$10,12*$X149,4*(PlotControl!$C$6-1),1,1),OFFSET('1EPond'!$D$10,12*$X149,4*(PlotControl!$C$6-1),1,1))","v":13780},{"$f":"IF(X149<=7,OFFSET('2EPond'!$E$10,12*$X149,4*(PlotControl!$C$6-1),1,1),OFFSET('1EPond'!$E$10,12*$X149,4*(PlotControl!$C$6-1),1,1))","v":19449}]
[145,{"$f":"IF(PlotControl!$B$4 = \"Annual Max\",MAX(OFFSET(Other_1EPond!$C$10,12*$A150,4*(PlotControl!$C$6-1),12,1)),AVERAGE(OFFSET(Other_1EPond!$C$10,12*$A150,4*(PlotControl!$C$6-1),12,1)))","v":17280},{"$f":"IF(PlotControl!$B$4 = \"Annual Max\",MAX(OFFSET(Other_1EPond!$D$10,12*$A150,4*(PlotControl!$C$6-1),12,1)),AVERAGE(OFFSET(Other_1EPond!$D$10,12*$A150,4*(PlotControl!$C$6-1),12,1)))","v":19675},{"$f":"IF(PlotControl!$B$4 = \"Annual Max\",MAX(OFFSET(Other_1EPond!$E$10,12*$A150,4*(PlotControl!$C$6-1),12,1)),AVERAGE(OFFSET(Other_1EPond!$E$10,12*$A150,4*(PlotControl!$C$6-1),12,1)))","v":22302},null,null,null,null,null,null,null,null,null,null,null,null,null,null,null,null,null,null,null,52.083333333333677,{"$f":"IF($X150<=7,OFFSET('2EPond'!$C$10,12*$X150,4*(PlotControl!$C$6-1),1,1),OFFSET('1EPond'!$C$10,12*$X150,4*(PlotControl!$C$6-1),1,1))","v":12897},{"$f":"IF(X150<=7,OFFSET('2EPond'!$D$10,12*$X150,4*(PlotControl!$C$6-1),1,1),OFFSET('1EPond'!$D$10,12*$X150,4*(PlotControl!$C$6-1),1,1))","v":13781},{"$f":"IF(X150<=7,OFFSET('2EPond'!$E$10,12*$X150,4*(PlotControl!$C$6-1),1,1),OFFSET('1EPond'!$E$10,12*$X150,4*(PlotControl!$C$6-1),1,1))","v":19537}]
[146,{"$f":"IF(PlotControl!$B$4 = \"Annual Max\",MAX(OFFSET(Other_1EPond!$C$10,12*$A151,4*(PlotControl!$C$6-1),12,1)),AVERAGE(OFFSET(Other_1EPond!$C$10,12*$A151,4*(PlotControl!$C$6-1),12,1)))","v":17307},{"$f":"IF(PlotControl!$B$4 = \"Annual Max\",MAX(OFFSET(Other_1EPond!$D$10,12*$A151,4*(PlotControl!$C$6-1),12,1)),AVERAGE(OFFSET(Other_1EPond!$D$10,12*$A151,4*(PlotControl!$C$6-1),12,1)))","v":19737},{"$f":"IF(PlotControl!$B$4 = \"Annual Max\",MAX(OFFSET(Other_1EPond!$E$10,12*$A151,4*(PlotControl!$C$6-1),12,1)),AVERAGE(OFFSET(Other_1EPond!$E$10,12*$A151,4*(PlotControl!$C$6-1),12,1)))","v":22089},null,null,null,null,null,null,null,null,null,null,null,null,null,null,null,null,null,null,null,52.166666666667012,{"$f":"IF($X151<=7,OFFSET('2EPond'!$C$10,12*$X151,4*(PlotControl!$C$6-1),1,1),OFFSET('1EPond'!$C$10,12*$X151,4*(PlotControl!$C$6-1),1,1))","v":12910},{"$f":"IF(X151<=7,OFFSET('2EPond'!$D$10,12*$X151,4*(PlotControl!$C$6-1),1,1),OFFSET('1EPond'!$D$10,12*$X151,4*(PlotControl!$C$6-1),1,1))","v":13769},{"$f":"IF(X151<=7,OFFSET('2EPond'!$E$10,12*$X151,4*(PlotControl!$C$6-1),1,1),OFFSET('1EPond'!$E$10,12*$X151,4*(PlotControl!$C$6-1),1,1))","v":19643}]
[147,{"$f":"IF(PlotControl!$B$4 = \"Annual Max\",MAX(OFFSET(Other_1EPond!$C$10,12*$A152,4*(PlotControl!$C$6-1),12,1)),AVERAGE(OFFSET(Other_1EPond!$C$10,12*$A152,4*(PlotControl!$C$6-1),12,1)))","v":17436},{"$f":"IF(PlotControl!$B$4 = \"Annual Max\",MAX(OFFSET(Other_1EPond!$D$10,12*$A152,4*(PlotControl!$C$6-1),12,1)),AVERAGE(OFFSET(Other_1EPond!$D$10,12*$A152,4*(PlotControl!$C$6-1),12,1)))","v":19670},{"$f":"IF(PlotControl!$B$4 = \"Annual Max\",MAX(OFFSET(Other_1EPond!$E$10,12*$A152,4*(PlotControl!$C$6-1),12,1)),AVERAGE(OFFSET(Other_1EPond!$E$10,12*$A152,4*(PlotControl!$C$6-1),12,1)))","v":22064},null,null,null,null,null,null,null,null,null,null,null,null,null,null,null,null,null,null,null,52.250000000000348,{"$f":"IF($X152<=7,OFFSET('2EPond'!$C$10,12*$X152,4*(PlotControl!$C$6-1),1,1),OFFSET('1EPond'!$C$10,12*$X152,4*(PlotControl!$C$6-1),1,1))","v":12967},{"$f":"IF(X152<=7,OFFSET('2EPond'!$D$10,12*$X152,4*(PlotControl!$C$6-1),1,1),OFFSET('1EPond'!$D$10,12*$X152,4*(PlotControl!$C$6-1),1,1))","v":13813},{"$f":"IF(X152<=7,OFFSET('2EPond'!$E$10,12*$X152,4*(PlotControl!$C$6-1),1,1),OFFSET('1EPond'!$E$10,12*$X152,4*(PlotControl!$C$6-1),1,1))","v":19750}]
[148,{"$f":"IF(PlotControl!$B$4 = \"Annual Max\",MAX(OFFSET(Other_1EPond!$C$10,12*$A153,4*(PlotControl!$C$6-1),12,1)),AVERAGE(OFFSET(Other_1EPond!$C$10,12*$A153,4*(PlotControl!$C$6-1),12,1)))","v":17325},{"$f":"IF(PlotControl!$B$4 = \"Annual Max\",MAX(OFFSET(Other_1EPond!$D$10,12*$A153,4*(PlotControl!$C$6-1),12,1)),AVERAGE(OFFSET(Other_1EPond!$D$10,12*$A153,4*(PlotControl!$C$6-1),12,1)))","v":19621},{"$f":"IF(PlotControl!$B$4 = \"Annual Max\",MAX(OFFSET(Other_1EPond!$E$10,12*$A153,4*(PlotControl!$C$6-1),12,1)),AVERAGE(OFFSET(Other_1EPond!$E$10,12*$A153,4*(PlotControl!$C$6-1),12,1)))","v":22269},null,null,null,null,null,null,null,null,null,null,null,null,null,null,null,null,null,null,null,52.333333333333684,{"$f":"IF($X153<=7,OFFSET('2EPond'!$C$10,12*$X153,4*(PlotControl!$C$6-1),1,1),OFFSET('1EPond'!$C$10,12*$X153,4*(PlotControl!$C$6-1),1,1))","v":13049},{"$f":"IF(X153<=7,OFFSET('2EPond'!$D$10,12*$X153,4*(PlotControl!$C$6-1),1,1),OFFSET('1EPond'!$D$10,12*$X153,4*(PlotControl!$C$6-1),1,1))","v":13860},{"$f":"IF(X153<=7,OFFSET('2EPond'!$E$10,12*$X153,4*(PlotControl!$C$6-1),1,1),OFFSET('1EPond'!$E$10,12*$X153,4*(PlotControl!$C$6-1),1,1))","v":19956}]
[149,{"$f":"IF(PlotControl!$B$4 = \"Annual Max\",MAX(OFFSET(Other_1EPond!$C$10,12*$A154,4*(PlotControl!$C$6-1),12,1)),AVERAGE(OFFSET(Other_1EPond!$C$10,12*$A154,4*(PlotControl!$C$6-1),12,1)))","v":17330},{"$f":"IF(PlotControl!$B$4 = \"Annual Max\",MAX(OFFSET(Other_1EPond!$D$10,12*$A154,4*(PlotControl!$C$6-1),12,1)),AVERAGE(OFFSET(Other_1EPond!$D$10,12*$A154,4*(PlotControl!$C$6-1),12,1)))","v":19666},{"$f":"IF(PlotControl!$B$4 = \"Annual Max\",MAX(OFFSET(Other_1EPond!$E$10,12*$A154,4*(PlotControl!$C$6-1),12,1)),AVERAGE(OFFSET(Other_1EPond!$E$10,12*$A154,4*(PlotControl!$C$6-1),12,1)))","v":22309},null,null,null,null,null,null,null,null,null,null,null,null,null,null,null,null,null,null,null,52.41666666666702,{"$f":"IF($X154<=7,OFFSET('2EPond'!$C$10,12*$X154,4*(PlotControl!$C$6-1),1,1),OFFSET('1EPond'!$C$10,12*$X154,4*(PlotControl!$C$6-1),1,1))","v":13028},{"$f":"IF(X154<=7,OFFSET('2EPond'!$D$10,12*$X154,4*(PlotControl!$C$6-1),1,1),OFFSET('1EPond'!$D$10,12*$X154,4*(PlotControl!$C$6-1),1,1))","v":13836},{"$f":"IF(X154<=7,OFFSET('2EPond'!$E$10,12*$X154,4*(PlotControl!$C$6-1),1,1),OFFSET('1EPond'!$E$10,12*$X154,4*(PlotControl!$C$6-1),1,1))","v":19970}]
[150,{"$f":"IF(PlotControl!$B$4 = \"Annual Max\",MAX(OFFSET(Other_1EPond!$C$10,12*$A155,4*(PlotControl!$C$6-1),12,1)),AVERAGE(OFFSET(Other_1EPond!$C$10,12*$A155,4*(PlotControl!$C$6-1),12,1)))","v":17342},{"$f":"IF(PlotControl!$B$4 = \"Annual Max\",MAX(OFFSET(Other_1EPond!$D$10,12*$A155,4*(PlotControl!$C$6-1),12,1)),AVERAGE(OFFSET(Other_1EPond!$D$10,12*$A155,4*(PlotControl!$C$6-1),12,1)))","v":19632},{"$f":"IF(PlotControl!$B$4 = \"Annual Max\",MAX(OFFSET(Other_1EPond!$E$10,12*$A155,4*(PlotControl!$C$6-1),12,1)),AVERAGE(OFFSET(Other_1EPond!$E$10,12*$A155,4*(PlotControl!$C$6-1),12,1)))","v":22174},null,null,null,null,null,null,null,null,null,null,null,null,null,null,null,null,null,null,null,52.500000000000355,{"$f":"IF($X155<=7,OFFSET('2EPond'!$C$10,12*$X155,4*(PlotControl!$C$6-1),1,1),OFFSET('1EPond'!$C$10,12*$X155,4*(PlotControl!$C$6-1),1,1))","v":12923},{"$f":"IF(X155<=7,OFFSET('2EPond'!$D$10,12*$X155,4*(PlotControl!$C$6-1),1,1),OFFSET('1EPond'!$D$10,12*$X155,4*(PlotControl!$C$6-1),1,1))","v":13738},{"$f":"IF(X155<=7,OFFSET('2EPond'!$E$10,12*$X155,4*(PlotControl!$C$6-1),1,1),OFFSET('1EPond'!$E$10,12*$X155,4*(PlotControl!$C$6-1),1,1))","v":19735}]
[151,{"$f":"IF(PlotControl!$B$4 = \"Annual Max\",MAX(OFFSET(Other_1EPond!$C$10,12*$A156,4*(PlotControl!$C$6-1),12,1)),AVERAGE(OFFSET(Other_1EPond!$C$10,12*$A156,4*(PlotControl!$C$6-1),12,1)))","v":17231},{"$f":"IF(PlotControl!$B$4 = \"Annual Max\",MAX(OFFSET(Other_1EPond!$D$10,12*$A156,4*(PlotControl!$C$6-1),12,1)),AVERAGE(OFFSET(Other_1EPond!$D$10,12*$A156,4*(PlotControl!$C$6-1),12,1)))","v":19653},{"$f":"IF(PlotControl!$B$4 = \"Annual Max\",MAX(OFFSET(Other_1EPond!$E$10,12*$A156,4*(PlotControl!$C$6-1),12,1)),AVERAGE(OFFSET(Other_1EPond!$E$10,12*$A156,4*(PlotControl!$C$6-1),12,1)))","v":22194},null,null,null,null,null,null,null,null,null,null,null,null,null,null,null,null,null,null,null,52.583333333333691,{"$f":"IF($X156<=7,OFFSET('2EPond'!$C$10,12*$X156,4*(PlotControl!$C$6-1),1,1),OFFSET('1EPond'!$C$10,12*$X156,4*(PlotControl!$C$6-1),1,1))","v":12878},{"$f":"IF(X156<=7,OFFSET('2EPond'!$D$10,12*$X156,4*(PlotControl!$C$6-1),1,1),OFFSET('1EPond'!$D$10,12*$X156,4*(PlotControl!$C$6-1),1,1))","v":13706},{"$f":"IF(X156<=7,OFFSET('2EPond'!$E$10,12*$X156,4*(PlotControl!$C$6-1),1,1),OFFSET('1EPond'!$E$10,12*$X156,4*(PlotControl!$C$6-1),1,1))","v":19645}]
[152,{"$f":"IF(PlotControl!$B$4 = \"Annual Max\",MAX(OFFSET(Other_1EPond!$C$10,12*$A157,4*(PlotControl!$C$6-1),12,1)),AVERAGE(OFFSET(Other_1EPond!$C$10,12*$A157,4*(PlotControl!$C$6-1),12,1)))","v":17215},{"$f":"IF(PlotControl!$B$4 = \"Annual Max\",MAX(OFFSET(Other_1EPond!$D$10,12*$A157,4*(PlotControl!$C$6-1),12,1)),AVERAGE(OFFSET(Other_1EPond!$D$10,12*$A157,4*(PlotControl!$C$6-1),12,1)))","v":19640},{"$f":"IF(PlotControl!$B$4 = \"Annual Max\",MAX(OFFSET(Other_1EPond!$E$10,12*$A157,4*(PlotControl!$C$6-1),12,1)),AVERAGE(OFFSET(Other_1EPond!$E$10,12*$A157,4*(PlotControl!$C$6-1),12,1)))","v":22296},null,null,null,null,null,null,null,null,null,null,null,null,null,null,null,null,null,null,null,52.666666666667027,{"$f":"IF($X157<=7,OFFSET('2EPond'!$C$10,12*$X157,4*(PlotControl!$C$6-1),1,1),OFFSET('1EPond'!$C$10,12*$X157,4*(PlotControl!$C$6-1),1,1))","v":12814},{"$f":"IF(X157<=7,OFFSET('2EPond'!$D$10,12*$X157,4*(PlotControl!$C$6-1),1,1),OFFSET('1EPond'!$D$10,12*$X157,4*(PlotControl!$C$6-1),1,1))","v":13695},{"$f":"IF(X157<=7,OFFSET('2EPond'!$E$10,12*$X157,4*(PlotControl!$C$6-1),1,1),OFFSET('1EPond'!$E$10,12*$X157,4*(PlotControl!$C$6-1),1,1))","v":19705}]
[153,{"$f":"IF(PlotControl!$B$4 = \"Annual Max\",MAX(OFFSET(Other_1EPond!$C$10,12*$A158,4*(PlotControl!$C$6-1),12,1)),AVERAGE(OFFSET(Other_1EPond!$C$10,12*$A158,4*(PlotControl!$C$6-1),12,1)))","v":17431},{"$f":"IF(PlotControl!$B$4 = \"Annual Max\",MAX(OFFSET(Other_1EPond!$D$10,12*$A158,4*(PlotControl!$C$6-1),12,1)),AVERAGE(OFFSET(Other_1EPond!$D$10,12*$A158,4*(PlotControl!$C$6-1),12,1)))","v":19638},{"$f":"IF(PlotControl!$B$4 = \"Annual Max\",MAX(OFFSET(Other_1EPond!$E$10,12*$A158,4*(PlotControl!$C$6-1),12,1)),AVERAGE(OFFSET(Other_1EPond!$E$10,12*$A158,4*(PlotControl!$C$6-1),12,1)))","v":22216},null,null,null,null,null,null,null,null,null,null,null,null,null,null,null,null,null,null,null,52.750000000000362,{"$f":"IF($X158<=7,OFFSET('2EPond'!$C$10,12*$X158,4*(PlotControl!$C$6-1),1,1),OFFSET('1EPond'!$C$10,12*$X158,4*(PlotControl!$C$6-1),1,1))","v":12693},{"$f":"IF(X158<=7,OFFSET('2EPond'!$D$10,12*$X158,4*(PlotControl!$C$6-1),1,1),OFFSET('1EPond'!$D$10,12*$X158,4*(PlotControl!$C$6-1),1,1))","v":13594},{"$f":"IF(X158<=7,OFFSET('2EPond'!$E$10,12*$X158,4*(PlotControl!$C$6-1),1,1),OFFSET('1EPond'!$E$10,12*$X158,4*(PlotControl!$C$6-1),1,1))","v":19675}]
[154,{"$f":"IF(PlotControl!$B$4 = \"Annual Max\",MAX(OFFSET(Other_1EPond!$C$10,12*$A159,4*(PlotControl!$C$6-1),12,1)),AVERAGE(OFFSET(Other_1EPond!$C$10,12*$A159,4*(PlotControl!$C$6-1),12,1)))","v":17413},{"$f":"IF(PlotControl!$B$4 = \"Annual Max\",MAX(OFFSET(Other_1EPond!$D$10,12*$A159,4*(PlotControl!$C$6-1),12,1)),AVERAGE(OFFSET(Other_1EPond!$D$10,12*$A159,4*(PlotControl!$C$6-1),12,1)))","v":19636},{"$f":"IF(PlotControl!$B$4 = \"Annual Max\",MAX(OFFSET(Other_1EPond!$E$10,12*$A159,4*(PlotControl!$C$6-1),12,1)),AVERAGE(OFFSET(Other_1EPond!$E$10,12*$A159,4*(PlotControl!$C$6-1),12,1)))","v":22426},null,null,null,null,null,null,null,null,null,null,null,null,null,null,null,null,null,null,null,52.833333333333698,{"$f":"IF($X159<=7,OFFSET('2EPond'!$C$10,12*$X159,4*(PlotControl!$C$6-1),1,1),OFFSET('1EPond'!$C$10,12*$X159,4*(PlotControl!$C$6-1),1,1))","v":12661},{"$f":"IF(X159<=7,OFFSET('2EPond'!$D$10,12*$X159,4*(PlotControl!$C$6-1),1,1),OFFSET('1EPond'!$D$10,12*$X159,4*(PlotControl!$C$6-1),1,1))","v":13563},{"$f":"IF(X159<=7,OFFSET('2EPond'!$E$10,12*$X159,4*(PlotControl!$C$6-1),1,1),OFFSET('1EPond'!$E$10,12*$X159,4*(PlotControl!$C$6-1),1,1))","v":19607}]
[155,{"$f":"IF(PlotControl!$B$4 = \"Annual Max\",MAX(OFFSET(Other_1EPond!$C$10,12*$A160,4*(PlotControl!$C$6-1),12,1)),AVERAGE(OFFSET(Other_1EPond!$C$10,12*$A160,4*(PlotControl!$C$6-1),12,1)))","v":17382},{"$f":"IF(PlotControl!$B$4 = \"Annual Max\",MAX(OFFSET(Other_1EPond!$D$10,12*$A160,4*(PlotControl!$C$6-1),12,1)),AVERAGE(OFFSET(Other_1EPond!$D$10,12*$A160,4*(PlotControl!$C$6-1),12,1)))","v":19634},{"$f":"IF(PlotControl!$B$4 = \"Annual Max\",MAX(OFFSET(Other_1EPond!$E$10,12*$A160,4*(PlotControl!$C$6-1),12,1)),AVERAGE(OFFSET(Other_1EPond!$E$10,12*$A160,4*(PlotControl!$C$6-1),12,1)))","v":22387},null,null,null,null,null,null,null,null,null,null,null,null,null,null,null,null,null,null,null,52.916666666667034,{"$f":"IF($X160<=7,OFFSET('2EPond'!$C$10,12*$X160,4*(PlotControl!$C$6-1),1,1),OFFSET('1EPond'!$C$10,12*$X160,4*(PlotControl!$C$6-1),1,1))","v":12648},{"$f":"IF(X160<=7,OFFSET('2EPond'!$D$10,12*$X160,4*(PlotControl!$C$6-1),1,1),OFFSET('1EPond'!$D$10,12*$X160,4*(PlotControl!$C$6-1),1,1))","v":13568},{"$f":"IF(X160<=7,OFFSET('2EPond'!$E$10,12*$X160,4*(PlotControl!$C$6-1),1,1),OFFSET('1EPond'!$E$10,12*$X160,4*(PlotControl!$C$6-1),1,1))","v":19641}]
[156,{"$f":"IF(PlotControl!$B$4 = \"Annual Max\",MAX(OFFSET(Other_1EPond!$C$10,12*$A161,4*(PlotControl!$C$6-1),12,1)),AVERAGE(OFFSET(Other_1EPond!$C$10,12*$A161,4*(PlotControl!$C$6-1),12,1)))","v":17352},{"$f":"IF(PlotControl!$B$4 = \"Annual Max\",MAX(OFFSET(Other_1EPond!$D$10,12*$A161,4*(PlotControl!$C$6-1),12,1)),AVERAGE(OFFSET(Other_1EPond!$D$10,12*$A161,4*(PlotControl!$C$6-1),12,1)))","v":19682},{"$f":"IF(PlotControl!$B$4 = \"Annual Max\",MAX(OFFSET(Other_1EPond!$E$10,12*$A161,4*(PlotControl!$C$6-1),12,1)),AVERAGE(OFFSET(Other_1EPond!$E$10,12*$A161,4*(PlotControl!$C$6-1),12,1)))","v":22429},null,null,null,null,null,null,null,null,null,null,null,null,null,null,null,null,null,null,null,53.000000000000369,{"$f":"IF($X161<=7,OFFSET('2EPond'!$C$10,12*$X161,4*(PlotControl!$C$6-1),1,1),OFFSET('1EPond'!$C$10,12*$X161,4*(PlotControl!$C$6-1),1,1))","v":12642},{"$f":"IF(X161<=7,OFFSET('2EPond'!$D$10,12*$X161,4*(PlotControl!$C$6-1),1,1),OFFSET('1EPond'!$D$10,12*$X161,4*(PlotControl!$C$6-1),1,1))","v":13534},{"$f":"IF(X161<=7,OFFSET('2EPond'!$E$10,12*$X161,4*(PlotControl!$C$6-1),1,1),OFFSET('1EPond'!$E$10,12*$X161,4*(PlotControl!$C$6-1),1,1))","v":19702}]
[157,{"$f":"IF(PlotControl!$B$4 = \"Annual Max\",MAX(OFFSET(Other_1EPond!$C$10,12*$A162,4*(PlotControl!$C$6-1),12,1)),AVERAGE(OFFSET(Other_1EPond!$C$10,12*$A162,4*(PlotControl!$C$6-1),12,1)))","v":17471},{"$f":"IF(PlotControl!$B$4 = \"Annual Max\",MAX(OFFSET(Other_1EPond!$D$10,12*$A162,4*(PlotControl!$C$6-1),12,1)),AVERAGE(OFFSET(Other_1EPond!$D$10,12*$A162,4*(PlotControl!$C$6-1),12,1)))","v":19672},{"$f":"IF(PlotControl!$B$4 = \"Annual Max\",MAX(OFFSET(Other_1EPond!$E$10,12*$A162,4*(PlotControl!$C$6-1),12,1)),AVERAGE(OFFSET(Other_1EPond!$E$10,12*$A162,4*(PlotControl!$C$6-1),12,1)))","v":22284},null,null,null,null,null,null,null,null,null,null,null,null,null,null,null,null,null,null,null,53.083333333333705,{"$f":"IF($X162<=7,OFFSET('2EPond'!$C$10,12*$X162,4*(PlotControl!$C$6-1),1,1),OFFSET('1EPond'!$C$10,12*$X162,4*(PlotControl!$C$6-1),1,1))","v":12664},{"$f":"IF(X162<=7,OFFSET('2EPond'!$D$10,12*$X162,4*(PlotControl!$C$6-1),1,1),OFFSET('1EPond'!$D$10,12*$X162,4*(PlotControl!$C$6-1),1,1))","v":13535},{"$f":"IF(X162<=7,OFFSET('2EPond'!$E$10,12*$X162,4*(PlotControl!$C$6-1),1,1),OFFSET('1EPond'!$E$10,12*$X162,4*(PlotControl!$C$6-1),1,1))","v":19760}]
[158,{"$f":"IF(PlotControl!$B$4 = \"Annual Max\",MAX(OFFSET(Other_1EPond!$C$10,12*$A163,4*(PlotControl!$C$6-1),12,1)),AVERAGE(OFFSET(Other_1EPond!$C$10,12*$A163,4*(PlotControl!$C$6-1),12,1)))","v":17419},{"$f":"IF(PlotControl!$B$4 = \"Annual Max\",MAX(OFFSET(Other_1EPond!$D$10,12*$A163,4*(PlotControl!$C$6-1),12,1)),AVERAGE(OFFSET(Other_1EPond!$D$10,12*$A163,4*(PlotControl!$C$6-1),12,1)))","v":19665},{"$f":"IF(PlotControl!$B$4 = \"Annual Max\",MAX(OFFSET(Other_1EPond!$E$10,12*$A163,4*(PlotControl!$C$6-1),12,1)),AVERAGE(OFFSET(Other_1EPond!$E$10,12*$A163,4*(PlotControl!$C$6-1),12,1)))","v":22311},null,null,null,null,null,null,null,null,null,null,null,null,null,null,null,null,null,null,null,53.166666666667041,{"$f":"IF($X163<=7,OFFSET('2EPond'!$C$10,12*$X163,4*(PlotControl!$C$6-1),1,1),OFFSET('1EPond'!$C$10,12*$X163,4*(PlotControl!$C$6-1),1,1))","v":12690},{"$f":"IF(X163<=7,OFFSET('2EPond'!$D$10,12*$X163,4*(PlotControl!$C$6-1),1,1),OFFSET('1EPond'!$D$10,12*$X163,4*(PlotControl!$C$6-1),1,1))","v":13568},{"$f":"IF(X163<=7,OFFSET('2EPond'!$E$10,12*$X163,4*(PlotControl!$C$6-1),1,1),OFFSET('1EPond'!$E$10,12*$X163,4*(PlotControl!$C$6-1),1,1))","v":19857}]
[159,{"$f":"IF(PlotControl!$B$4 = \"Annual Max\",MAX(OFFSET(Other_1EPond!$C$10,12*$A164,4*(PlotControl!$C$6-1),12,1)),AVERAGE(OFFSET(Other_1EPond!$C$10,12*$A164,4*(PlotControl!$C$6-1),12,1)))","v":17398},{"$f":"IF(PlotControl!$B$4 = \"Annual Max\",MAX(OFFSET(Other_1EPond!$D$10,12*$A164,4*(PlotControl!$C$6-1),12,1)),AVERAGE(OFFSET(Other_1EPond!$D$10,12*$A164,4*(PlotControl!$C$6-1),12,1)))","v":19626},{"$f":"IF(PlotControl!$B$4 = \"Annual Max\",MAX(OFFSET(Other_1EPond!$E$10,12*$A164,4*(PlotControl!$C$6-1),12,1)),AVERAGE(OFFSET(Other_1EPond!$E$10,12*$A164,4*(PlotControl!$C$6-1),12,1)))","v":22121},null,null,null,null,null,null,null,null,null,null,null,null,null,null,null,null,null,null,null,53.250000000000377,{"$f":"IF($X164<=7,OFFSET('2EPond'!$C$10,12*$X164,4*(PlotControl!$C$6-1),1,1),OFFSET('1EPond'!$C$10,12*$X164,4*(PlotControl!$C$6-1),1,1))","v":12753},{"$f":"IF(X164<=7,OFFSET('2EPond'!$D$10,12*$X164,4*(PlotControl!$C$6-1),1,1),OFFSET('1EPond'!$D$10,12*$X164,4*(PlotControl!$C$6-1),1,1))","v":13614},{"$f":"IF(X164<=7,OFFSET('2EPond'!$E$10,12*$X164,4*(PlotControl!$C$6-1),1,1),OFFSET('1EPond'!$E$10,12*$X164,4*(PlotControl!$C$6-1),1,1))","v":19982}]
[160,{"$f":"IF(PlotControl!$B$4 = \"Annual Max\",MAX(OFFSET(Other_1EPond!$C$10,12*$A165,4*(PlotControl!$C$6-1),12,1)),AVERAGE(OFFSET(Other_1EPond!$C$10,12*$A165,4*(PlotControl!$C$6-1),12,1)))","v":17564},{"$f":"IF(PlotControl!$B$4 = \"Annual Max\",MAX(OFFSET(Other_1EPond!$D$10,12*$A165,4*(PlotControl!$C$6-1),12,1)),AVERAGE(OFFSET(Other_1EPond!$D$10,12*$A165,4*(PlotControl!$C$6-1),12,1)))","v":19665},{"$f":"IF(PlotControl!$B$4 = \"Annual Max\",MAX(OFFSET(Other_1EPond!$E$10,12*$A165,4*(PlotControl!$C$6-1),12,1)),AVERAGE(OFFSET(Other_1EPond!$E$10,12*$A165,4*(PlotControl!$C$6-1),12,1)))","v":22333},null,null,null,null,null,null,null,null,null,null,null,null,null,null,null,null,null,null,null,53.333333333333712,{"$f":"IF($X165<=7,OFFSET('2EPond'!$C$10,12*$X165,4*(PlotControl!$C$6-1),1,1),OFFSET('1EPond'!$C$10,12*$X165,4*(PlotControl!$C$6-1),1,1))","v":12800},{"$f":"IF(X165<=7,OFFSET('2EPond'!$D$10,12*$X165,4*(PlotControl!$C$6-1),1,1),OFFSET('1EPond'!$D$10,12*$X165,4*(PlotControl!$C$6-1),1,1))","v":13684},{"$f":"IF(X165<=7,OFFSET('2EPond'!$E$10,12*$X165,4*(PlotControl!$C$6-1),1,1),OFFSET('1EPond'!$E$10,12*$X165,4*(PlotControl!$C$6-1),1,1))","v":20368}]
[161,{"$f":"IF(PlotControl!$B$4 = \"Annual Max\",MAX(OFFSET(Other_1EPond!$C$10,12*$A166,4*(PlotControl!$C$6-1),12,1)),AVERAGE(OFFSET(Other_1EPond!$C$10,12*$A166,4*(PlotControl!$C$6-1),12,1)))","v":17360},{"$f":"IF(PlotControl!$B$4 = \"Annual Max\",MAX(OFFSET(Other_1EPond!$D$10,12*$A166,4*(PlotControl!$C$6-1),12,1)),AVERAGE(OFFSET(Other_1EPond!$D$10,12*$A166,4*(PlotControl!$C$6-1),12,1)))","v":19566},{"$f":"IF(PlotControl!$B$4 = \"Annual Max\",MAX(OFFSET(Other_1EPond!$E$10,12*$A166,4*(PlotControl!$C$6-1),12,1)),AVERAGE(OFFSET(Other_1EPond!$E$10,12*$A166,4*(PlotControl!$C$6-1),12,1)))","v":22308},null,null,null,null,null,null,null,null,null,null,null,null,null,null,null,null,null,null,null,53.416666666667048,{"$f":"IF($X166<=7,OFFSET('2EPond'!$C$10,12*$X166,4*(PlotControl!$C$6-1),1,1),OFFSET('1EPond'!$C$10,12*$X166,4*(PlotControl!$C$6-1),1,1))","v":12762},{"$f":"IF(X166<=7,OFFSET('2EPond'!$D$10,12*$X166,4*(PlotControl!$C$6-1),1,1),OFFSET('1EPond'!$D$10,12*$X166,4*(PlotControl!$C$6-1),1,1))","v":13653},{"$f":"IF(X166<=7,OFFSET('2EPond'!$E$10,12*$X166,4*(PlotControl!$C$6-1),1,1),OFFSET('1EPond'!$E$10,12*$X166,4*(PlotControl!$C$6-1),1,1))","v":20284}]
[162,{"$f":"IF(PlotControl!$B$4 = \"Annual Max\",MAX(OFFSET(Other_1EPond!$C$10,12*$A167,4*(PlotControl!$C$6-1),12,1)),AVERAGE(OFFSET(Other_1EPond!$C$10,12*$A167,4*(PlotControl!$C$6-1),12,1)))","v":17357},{"$f":"IF(PlotControl!$B$4 = \"Annual Max\",MAX(OFFSET(Other_1EPond!$D$10,12*$A167,4*(PlotControl!$C$6-1),12,1)),AVERAGE(OFFSET(Other_1EPond!$D$10,12*$A167,4*(PlotControl!$C$6-1),12,1)))","v":19609},{"$f":"IF(PlotControl!$B$4 = \"Annual Max\",MAX(OFFSET(Other_1EPond!$E$10,12*$A167,4*(PlotControl!$C$6-1),12,1)),AVERAGE(OFFSET(Other_1EPond!$E$10,12*$A167,4*(PlotControl!$C$6-1),12,1)))","v":22261},null,null,null,null,null,null,null,null,null,null,null,null,null,null,null,null,null,null,null,53.500000000000384,{"$f":"IF($X167<=7,OFFSET('2EPond'!$C$10,12*$X167,4*(PlotControl!$C$6-1),1,1),OFFSET('1EPond'!$C$10,12*$X167,4*(PlotControl!$C$6-1),1,1))","v":12711},{"$f":"IF(X167<=7,OFFSET('2EPond'!$D$10,12*$X167,4*(PlotControl!$C$6-1),1,1),OFFSET('1EPond'!$D$10,12*$X167,4*(PlotControl!$C$6-1),1,1))","v":13573},{"$f":"IF(X167<=7,OFFSET('2EPond'!$E$10,12*$X167,4*(PlotControl!$C$6-1),1,1),OFFSET('1EPond'!$E$10,12*$X167,4*(PlotControl!$C$6-1),1,1))","v":20214}]
[163,{"$f":"IF(PlotControl!$B$4 = \"Annual Max\",MAX(OFFSET(Other_1EPond!$C$10,12*$A168,4*(PlotControl!$C$6-1),12,1)),AVERAGE(OFFSET(Other_1EPond!$C$10,12*$A168,4*(PlotControl!$C$6-1),12,1)))","v":17272},{"$f":"IF(PlotControl!$B$4 = \"Annual Max\",MAX(OFFSET(Other_1EPond!$D$10,12*$A168,4*(PlotControl!$C$6-1),12,1)),AVERAGE(OFFSET(Other_1EPond!$D$10,12*$A168,4*(PlotControl!$C$6-1),12,1)))","v":19524},{"$f":"IF(PlotControl!$B$4 = \"Annual Max\",MAX(OFFSET(Other_1EPond!$E$10,12*$A168,4*(PlotControl!$C$6-1),12,1)),AVERAGE(OFFSET(Other_1EPond!$E$10,12*$A168,4*(PlotControl!$C$6-1),12,1)))","v":22184},null,null,null,null,null,null,null,null,null,null,null,null,null,null,null,null,null,null,null,53.583333333333719,{"$f":"IF($X168<=7,OFFSET('2EPond'!$C$10,12*$X168,4*(PlotControl!$C$6-1),1,1),OFFSET('1EPond'!$C$10,12*$X168,4*(PlotControl!$C$6-1),1,1))","v":12688},{"$f":"IF(X168<=7,OFFSET('2EPond'!$D$10,12*$X168,4*(PlotControl!$C$6-1),1,1),OFFSET('1EPond'!$D$10,12*$X168,4*(PlotControl!$C$6-1),1,1))","v":13593},{"$f":"IF(X168<=7,OFFSET('2EPond'!$E$10,12*$X168,4*(PlotControl!$C$6-1),1,1),OFFSET('1EPond'!$E$10,12*$X168,4*(PlotControl!$C$6-1),1,1))","v":20340}]
[164,{"$f":"IF(PlotControl!$B$4 = \"Annual Max\",MAX(OFFSET(Other_1EPond!$C$10,12*$A169,4*(PlotControl!$C$6-1),12,1)),AVERAGE(OFFSET(Other_1EPond!$C$10,12*$A169,4*(PlotControl!$C$6-1),12,1)))","v":17463},{"$f":"IF(PlotControl!$B$4 = \"Annual Max\",MAX(OFFSET(Other_1EPond!$D$10,12*$A169,4*(PlotControl!$C$6-1),12,1)),AVERAGE(OFFSET(Other_1EPond!$D$10,12*$A169,4*(PlotControl!$C$6-1),12,1)))","v":19459},{"$f":"IF(PlotControl!$B$4 = \"Annual Max\",MAX(OFFSET(Other_1EPond!$E$10,12*$A169,4*(PlotControl!$C$6-1),12,1)),AVERAGE(OFFSET(Other_1EPond!$E$10,12*$A169,4*(PlotControl!$C$6-1),12,1)))","v":22255},null,null,null,null,null,null,null,null,null,null,null,null,null,null,null,null,null,null,null,53.666666666667055,{"$f":"IF($X169<=7,OFFSET('2EPond'!$C$10,12*$X169,4*(PlotControl!$C$6-1),1,1),OFFSET('1EPond'!$C$10,12*$X169,4*(PlotControl!$C$6-1),1,1))","v":12644},{"$f":"IF(X169<=7,OFFSET('2EPond'!$D$10,12*$X169,4*(PlotControl!$C$6-1),1,1),OFFSET('1EPond'!$D$10,12*$X169,4*(PlotControl!$C$6-1),1,1))","v":13593},{"$f":"IF(X169<=7,OFFSET('2EPond'!$E$10,12*$X169,4*(PlotControl!$C$6-1),1,1),OFFSET('1EPond'!$E$10,12*$X169,4*(PlotControl!$C$6-1),1,1))","v":20479}]
[165,{"$f":"IF(PlotControl!$B$4 = \"Annual Max\",MAX(OFFSET(Other_1EPond!$C$10,12*$A170,4*(PlotControl!$C$6-1),12,1)),AVERAGE(OFFSET(Other_1EPond!$C$10,12*$A170,4*(PlotControl!$C$6-1),12,1)))","v":17544},{"$f":"IF(PlotControl!$B$4 = \"Annual Max\",MAX(OFFSET(Other_1EPond!$D$10,12*$A170,4*(PlotControl!$C$6-1),12,1)),AVERAGE(OFFSET(Other_1EPond!$D$10,12*$A170,4*(PlotControl!$C$6-1),12,1)))","v":19545},{"$f":"IF(PlotControl!$B$4 = \"Annual Max\",MAX(OFFSET(Other_1EPond!$E$10,12*$A170,4*(PlotControl!$C$6-1),12,1)),AVERAGE(OFFSET(Other_1EPond!$E$10,12*$A170,4*(PlotControl!$C$6-1),12,1)))","v":22396},null,null,null,null,null,null,null,null,null,null,null,null,null,null,null,null,null,null,null,53.750000000000391,{"$f":"IF($X170<=7,OFFSET('2EPond'!$C$10,12*$X170,4*(PlotControl!$C$6-1),1,1),OFFSET('1EPond'!$C$10,12*$X170,4*(PlotControl!$C$6-1),1,1))","v":12535},{"$f":"IF(X170<=7,OFFSET('2EPond'!$D$10,12*$X170,4*(PlotControl!$C$6-1),1,1),OFFSET('1EPond'!$D$10,12*$X170,4*(PlotControl!$C$6-1),1,1))","v":13572},{"$f":"IF(X170<=7,OFFSET('2EPond'!$E$10,12*$X170,4*(PlotControl!$C$6-1),1,1),OFFSET('1EPond'!$E$10,12*$X170,4*(PlotControl!$C$6-1),1,1))","v":20241}]
[166,{"$f":"IF(PlotControl!$B$4 = \"Annual Max\",MAX(OFFSET(Other_1EPond!$C$10,12*$A171,4*(PlotControl!$C$6-1),12,1)),AVERAGE(OFFSET(Other_1EPond!$C$10,12*$A171,4*(PlotControl!$C$6-1),12,1)))","v":17520},{"$f":"IF(PlotControl!$B$4 = \"Annual Max\",MAX(OFFSET(Other_1EPond!$D$10,12*$A171,4*(PlotControl!$C$6-1),12,1)),AVERAGE(OFFSET(Other_1EPond!$D$10,12*$A171,4*(PlotControl!$C$6-1),12,1)))","v":19547},{"$f":"IF(PlotControl!$B$4 = \"Annual Max\",MAX(OFFSET(Other_1EPond!$E$10,12*$A171,4*(PlotControl!$C$6-1),12,1)),AVERAGE(OFFSET(Other_1EPond!$E$10,12*$A171,4*(PlotControl!$C$6-1),12,1)))","v":22387},null,null,null,null,null,null,null,null,null,null,null,null,null,null,null,null,null,null,null,53.833333333333727,{"$f":"IF($X171<=7,OFFSET('2EPond'!$C$10,12*$X171,4*(PlotControl!$C$6-1),1,1),OFFSET('1EPond'!$C$10,12*$X171,4*(PlotControl!$C$6-1),1,1))","v":12476},{"$f":"IF(X171<=7,OFFSET('2EPond'!$D$10,12*$X171,4*(PlotControl!$C$6-1),1,1),OFFSET('1EPond'!$D$10,12*$X171,4*(PlotControl!$C$6-1),1,1))","v":13527},{"$f":"IF(X171<=7,OFFSET('2EPond'!$E$10,12*$X171,4*(PlotControl!$C$6-1),1,1),OFFSET('1EPond'!$E$10,12*$X171,4*(PlotControl!$C$6-1),1,1))","v":20238}]
[167,{"$f":"IF(PlotControl!$B$4 = \"Annual Max\",MAX(OFFSET(Other_1EPond!$C$10,12*$A172,4*(PlotControl!$C$6-1),12,1)),AVERAGE(OFFSET(Other_1EPond!$C$10,12*$A172,4*(PlotControl!$C$6-1),12,1)))","v":17408},{"$f":"IF(PlotControl!$B$4 = \"Annual Max\",MAX(OFFSET(Other_1EPond!$D$10,12*$A172,4*(PlotControl!$C$6-1),12,1)),AVERAGE(OFFSET(Other_1EPond!$D$10,12*$A172,4*(PlotControl!$C$6-1),12,1)))","v":19594},{"$f":"IF(PlotControl!$B$4 = \"Annual Max\",MAX(OFFSET(Other_1EPond!$E$10,12*$A172,4*(PlotControl!$C$6-1),12,1)),AVERAGE(OFFSET(Other_1EPond!$E$10,12*$A172,4*(PlotControl!$C$6-1),12,1)))","v":22248},null,null,null,null,null,null,null,null,null,null,null,null,null,null,null,null,null,null,null,53.916666666667062,{"$f":"IF($X172<=7,OFFSET('2EPond'!$C$10,12*$X172,4*(PlotControl!$C$6-1),1,1),OFFSET('1EPond'!$C$10,12*$X172,4*(PlotControl!$C$6-1),1,1))","v":12460},{"$f":"IF(X172<=7,OFFSET('2EPond'!$D$10,12*$X172,4*(PlotControl!$C$6-1),1,1),OFFSET('1EPond'!$D$10,12*$X172,4*(PlotControl!$C$6-1),1,1))","v":13531},{"$f":"IF(X172<=7,OFFSET('2EPond'!$E$10,12*$X172,4*(PlotControl!$C$6-1),1,1),OFFSET('1EPond'!$E$10,12*$X172,4*(PlotControl!$C$6-1),1,1))","v":20351}]
[168,{"$f":"IF(PlotControl!$B$4 = \"Annual Max\",MAX(OFFSET(Other_1EPond!$C$10,12*$A173,4*(PlotControl!$C$6-1),12,1)),AVERAGE(OFFSET(Other_1EPond!$C$10,12*$A173,4*(PlotControl!$C$6-1),12,1)))","v":17329},{"$f":"IF(PlotControl!$B$4 = \"Annual Max\",MAX(OFFSET(Other_1EPond!$D$10,12*$A173,4*(PlotControl!$C$6-1),12,1)),AVERAGE(OFFSET(Other_1EPond!$D$10,12*$A173,4*(PlotControl!$C$6-1),12,1)))","v":19606},{"$f":"IF(PlotControl!$B$4 = \"Annual Max\",MAX(OFFSET(Other_1EPond!$E$10,12*$A173,4*(PlotControl!$C$6-1),12,1)),AVERAGE(OFFSET(Other_1EPond!$E$10,12*$A173,4*(PlotControl!$C$6-1),12,1)))","v":22212},null,null,null,null,null,null,null,null,null,null,null,null,null,null,null,null,null,null,null,54.000000000000398,{"$f":"IF($X173<=7,OFFSET('2EPond'!$C$10,12*$X173,4*(PlotControl!$C$6-1),1,1),OFFSET('1EPond'!$C$10,12*$X173,4*(PlotControl!$C$6-1),1,1))","v":12430},{"$f":"IF(X173<=7,OFFSET('2EPond'!$D$10,12*$X173,4*(PlotControl!$C$6-1),1,1),OFFSET('1EPond'!$D$10,12*$X173,4*(PlotControl!$C$6-1),1,1))","v":13531},{"$f":"IF(X173<=7,OFFSET('2EPond'!$E$10,12*$X173,4*(PlotControl!$C$6-1),1,1),OFFSET('1EPond'!$E$10,12*$X173,4*(PlotControl!$C$6-1),1,1))","v":20432}]
[169,{"$f":"IF(PlotControl!$B$4 = \"Annual Max\",MAX(OFFSET(Other_1EPond!$C$10,12*$A174,4*(PlotControl!$C$6-1),12,1)),AVERAGE(OFFSET(Other_1EPond!$C$10,12*$A174,4*(PlotControl!$C$6-1),12,1)))","v":17461},{"$f":"IF(PlotControl!$B$4 = \"Annual Max\",MAX(OFFSET(Other_1EPond!$D$10,12*$A174,4*(PlotControl!$C$6-1),12,1)),AVERAGE(OFFSET(Other_1EPond!$D$10,12*$A174,4*(PlotControl!$C$6-1),12,1)))","v":19602},{"$f":"IF(PlotControl!$B$4 = \"Annual Max\",MAX(OFFSET(Other_1EPond!$E$10,12*$A174,4*(PlotControl!$C$6-1),12,1)),AVERAGE(OFFSET(Other_1EPond!$E$10,12*$A174,4*(PlotControl!$C$6-1),12,1)))","v":22127},null,null,null,null,null,null,null,null,null,null,null,null,null,null,null,null,null,null,null,54.083333333333734,{"$f":"IF($X174<=7,OFFSET('2EPond'!$C$10,12*$X174,4*(PlotControl!$C$6-1),1,1),OFFSET('1EPond'!$C$10,12*$X174,4*(PlotControl!$C$6-1),1,1))","v":12435},{"$f":"IF(X174<=7,OFFSET('2EPond'!$D$10,12*$X174,4*(PlotControl!$C$6-1),1,1),OFFSET('1EPond'!$D$10,12*$X174,4*(PlotControl!$C$6-1),1,1))","v":13532},{"$f":"IF(X174<=7,OFFSET('2EPond'!$E$10,12*$X174,4*(PlotControl!$C$6-1),1,1),OFFSET('1EPond'!$E$10,12*$X174,4*(PlotControl!$C$6-1),1,1))","v":20498}]
[170,{"$f":"IF(PlotControl!$B$4 = \"Annual Max\",MAX(OFFSET(Other_1EPond!$C$10,12*$A175,4*(PlotControl!$C$6-1),12,1)),AVERAGE(OFFSET(Other_1EPond!$C$10,12*$A175,4*(PlotControl!$C$6-1),12,1)))","v":17258},{"$f":"IF(PlotControl!$B$4 = \"Annual Max\",MAX(OFFSET(Other_1EPond!$D$10,12*$A175,4*(PlotControl!$C$6-1),12,1)),AVERAGE(OFFSET(Other_1EPond!$D$10,12*$A175,4*(PlotControl!$C$6-1),12,1)))","v":19518},{"$f":"IF(PlotControl!$B$4 = \"Annual Max\",MAX(OFFSET(Other_1EPond!$E$10,12*$A175,4*(PlotControl!$C$6-1),12,1)),AVERAGE(OFFSET(Other_1EPond!$E$10,12*$A175,4*(PlotControl!$C$6-1),12,1)))","v":22211},null,null,null,null,null,null,null,null,null,null,null,null,null,null,null,null,null,null,null,54.166666666667069,{"$f":"IF($X175<=7,OFFSET('2EPond'!$C$10,12*$X175,4*(PlotControl!$C$6-1),1,1),OFFSET('1EPond'!$C$10,12*$X175,4*(PlotControl!$C$6-1),1,1))","v":12465},{"$f":"IF(X175<=7,OFFSET('2EPond'!$D$10,12*$X175,4*(PlotControl!$C$6-1),1,1),OFFSET('1EPond'!$D$10,12*$X175,4*(PlotControl!$C$6-1),1,1))","v":13540},{"$f":"IF(X175<=7,OFFSET('2EPond'!$E$10,12*$X175,4*(PlotControl!$C$6-1),1,1),OFFSET('1EPond'!$E$10,12*$X175,4*(PlotControl!$C$6-1),1,1))","v":20583}]
[171,{"$f":"IF(PlotControl!$B$4 = \"Annual Max\",MAX(OFFSET(Other_1EPond!$C$10,12*$A176,4*(PlotControl!$C$6-1),12,1)),AVERAGE(OFFSET(Other_1EPond!$C$10,12*$A176,4*(PlotControl!$C$6-1),12,1)))","v":17227},{"$f":"IF(PlotControl!$B$4 = \"Annual Max\",MAX(OFFSET(Other_1EPond!$D$10,12*$A176,4*(PlotControl!$C$6-1),12,1)),AVERAGE(OFFSET(Other_1EPond!$D$10,12*$A176,4*(PlotControl!$C$6-1),12,1)))","v":19579},{"$f":"IF(PlotControl!$B$4 = \"Annual Max\",MAX(OFFSET(Other_1EPond!$E$10,12*$A176,4*(PlotControl!$C$6-1),12,1)),AVERAGE(OFFSET(Other_1EPond!$E$10,12*$A176,4*(PlotControl!$C$6-1),12,1)))","v":22255},null,null,null,null,null,null,null,null,null,null,null,null,null,null,null,null,null,null,null,54.250000000000405,{"$f":"IF($X176<=7,OFFSET('2EPond'!$C$10,12*$X176,4*(PlotControl!$C$6-1),1,1),OFFSET('1EPond'!$C$10,12*$X176,4*(PlotControl!$C$6-1),1,1))","v":12521},{"$f":"IF(X176<=7,OFFSET('2EPond'!$D$10,12*$X176,4*(PlotControl!$C$6-1),1,1),OFFSET('1EPond'!$D$10,12*$X176,4*(PlotControl!$C$6-1),1,1))","v":13572},{"$f":"IF(X176<=7,OFFSET('2EPond'!$E$10,12*$X176,4*(PlotControl!$C$6-1),1,1),OFFSET('1EPond'!$E$10,12*$X176,4*(PlotControl!$C$6-1),1,1))","v":20690}]
[172,{"$f":"IF(PlotControl!$B$4 = \"Annual Max\",MAX(OFFSET(Other_1EPond!$C$10,12*$A177,4*(PlotControl!$C$6-1),12,1)),AVERAGE(OFFSET(Other_1EPond!$C$10,12*$A177,4*(PlotControl!$C$6-1),12,1)))","v":17348},{"$f":"IF(PlotControl!$B$4 = \"Annual Max\",MAX(OFFSET(Other_1EPond!$D$10,12*$A177,4*(PlotControl!$C$6-1),12,1)),AVERAGE(OFFSET(Other_1EPond!$D$10,12*$A177,4*(PlotControl!$C$6-1),12,1)))","v":19618},{"$f":"IF(PlotControl!$B$4 = \"Annual Max\",MAX(OFFSET(Other_1EPond!$E$10,12*$A177,4*(PlotControl!$C$6-1),12,1)),AVERAGE(OFFSET(Other_1EPond!$E$10,12*$A177,4*(PlotControl!$C$6-1),12,1)))","v":22395},null,null,null,null,null,null,null,null,null,null,null,null,null,null,null,null,null,null,null,54.333333333333741,{"$f":"IF($X177<=7,OFFSET('2EPond'!$C$10,12*$X177,4*(PlotControl!$C$6-1),1,1),OFFSET('1EPond'!$C$10,12*$X177,4*(PlotControl!$C$6-1),1,1))","v":12596},{"$f":"IF(X177<=7,OFFSET('2EPond'!$D$10,12*$X177,4*(PlotControl!$C$6-1),1,1),OFFSET('1EPond'!$D$10,12*$X177,4*(PlotControl!$C$6-1),1,1))","v":13662},{"$f":"IF(X177<=7,OFFSET('2EPond'!$E$10,12*$X177,4*(PlotControl!$C$6-1),1,1),OFFSET('1EPond'!$E$10,12*$X177,4*(PlotControl!$C$6-1),1,1))","v":20903}]
[173,{"$f":"IF(PlotControl!$B$4 = \"Annual Max\",MAX(OFFSET(Other_1EPond!$C$10,12*$A178,4*(PlotControl!$C$6-1),12,1)),AVERAGE(OFFSET(Other_1EPond!$C$10,12*$A178,4*(PlotControl!$C$6-1),12,1)))","v":17264},{"$f":"IF(PlotControl!$B$4 = \"Annual Max\",MAX(OFFSET(Other_1EPond!$D$10,12*$A178,4*(PlotControl!$C$6-1),12,1)),AVERAGE(OFFSET(Other_1EPond!$D$10,12*$A178,4*(PlotControl!$C$6-1),12,1)))","v":19463},{"$f":"IF(PlotControl!$B$4 = \"Annual Max\",MAX(OFFSET(Other_1EPond!$E$10,12*$A178,4*(PlotControl!$C$6-1),12,1)),AVERAGE(OFFSET(Other_1EPond!$E$10,12*$A178,4*(PlotControl!$C$6-1),12,1)))","v":22203},null,null,null,null,null,null,null,null,null,null,null,null,null,null,null,null,null,null,null,54.416666666667076,{"$f":"IF($X178<=7,OFFSET('2EPond'!$C$10,12*$X178,4*(PlotControl!$C$6-1),1,1),OFFSET('1EPond'!$C$10,12*$X178,4*(PlotControl!$C$6-1),1,1))","v":12601},{"$f":"IF(X178<=7,OFFSET('2EPond'!$D$10,12*$X178,4*(PlotControl!$C$6-1),1,1),OFFSET('1EPond'!$D$10,12*$X178,4*(PlotControl!$C$6-1),1,1))","v":13645},{"$f":"IF(X178<=7,OFFSET('2EPond'!$E$10,12*$X178,4*(PlotControl!$C$6-1),1,1),OFFSET('1EPond'!$E$10,12*$X178,4*(PlotControl!$C$6-1),1,1))","v":21052}]
[174,{"$f":"IF(PlotControl!$B$4 = \"Annual Max\",MAX(OFFSET(Other_1EPond!$C$10,12*$A179,4*(PlotControl!$C$6-1),12,1)),AVERAGE(OFFSET(Other_1EPond!$C$10,12*$A179,4*(PlotControl!$C$6-1),12,1)))","v":17245},{"$f":"IF(PlotControl!$B$4 = \"Annual Max\",MAX(OFFSET(Other_1EPond!$D$10,12*$A179,4*(PlotControl!$C$6-1),12,1)),AVERAGE(OFFSET(Other_1EPond!$D$10,12*$A179,4*(PlotControl!$C$6-1),12,1)))","v":19556},{"$f":"IF(PlotControl!$B$4 = \"Annual Max\",MAX(OFFSET(Other_1EPond!$E$10,12*$A179,4*(PlotControl!$C$6-1),12,1)),AVERAGE(OFFSET(Other_1EPond!$E$10,12*$A179,4*(PlotControl!$C$6-1),12,1)))","v":22317},null,null,null,null,null,null,null,null,null,null,null,null,null,null,null,null,null,null,null,54.500000000000412,{"$f":"IF($X179<=7,OFFSET('2EPond'!$C$10,12*$X179,4*(PlotControl!$C$6-1),1,1),OFFSET('1EPond'!$C$10,12*$X179,4*(PlotControl!$C$6-1),1,1))","v":12505},{"$f":"IF(X179<=7,OFFSET('2EPond'!$D$10,12*$X179,4*(PlotControl!$C$6-1),1,1),OFFSET('1EPond'!$D$10,12*$X179,4*(PlotControl!$C$6-1),1,1))","v":13599},{"$f":"IF(X179<=7,OFFSET('2EPond'!$E$10,12*$X179,4*(PlotControl!$C$6-1),1,1),OFFSET('1EPond'!$E$10,12*$X179,4*(PlotControl!$C$6-1),1,1))","v":20882}]
[175,{"$f":"IF(PlotControl!$B$4 = \"Annual Max\",MAX(OFFSET(Other_1EPond!$C$10,12*$A180,4*(PlotControl!$C$6-1),12,1)),AVERAGE(OFFSET(Other_1EPond!$C$10,12*$A180,4*(PlotControl!$C$6-1),12,1)))","v":17373},{"$f":"IF(PlotControl!$B$4 = \"Annual Max\",MAX(OFFSET(Other_1EPond!$D$10,12*$A180,4*(PlotControl!$C$6-1),12,1)),AVERAGE(OFFSET(Other_1EPond!$D$10,12*$A180,4*(PlotControl!$C$6-1),12,1)))","v":19636},{"$f":"IF(PlotControl!$B$4 = \"Annual Max\",MAX(OFFSET(Other_1EPond!$E$10,12*$A180,4*(PlotControl!$C$6-1),12,1)),AVERAGE(OFFSET(Other_1EPond!$E$10,12*$A180,4*(PlotControl!$C$6-1),12,1)))","v":22198},null,null,null,null,null,null,null,null,null,null,null,null,null,null,null,null,null,null,null,54.583333333333748,{"$f":"IF($X180<=7,OFFSET('2EPond'!$C$10,12*$X180,4*(PlotControl!$C$6-1),1,1),OFFSET('1EPond'!$C$10,12*$X180,4*(PlotControl!$C$6-1),1,1))","v":12423},{"$f":"IF(X180<=7,OFFSET('2EPond'!$D$10,12*$X180,4*(PlotControl!$C$6-1),1,1),OFFSET('1EPond'!$D$10,12*$X180,4*(PlotControl!$C$6-1),1,1))","v":13609},{"$f":"IF(X180<=7,OFFSET('2EPond'!$E$10,12*$X180,4*(PlotControl!$C$6-1),1,1),OFFSET('1EPond'!$E$10,12*$X180,4*(PlotControl!$C$6-1),1,1))","v":20839}]
[176,{"$f":"IF(PlotControl!$B$4 = \"Annual Max\",MAX(OFFSET(Other_1EPond!$C$10,12*$A181,4*(PlotControl!$C$6-1),12,1)),AVERAGE(OFFSET(Other_1EPond!$C$10,12*$A181,4*(PlotControl!$C$6-1),12,1)))","v":17375},{"$f":"IF(PlotControl!$B$4 = \"Annual Max\",MAX(OFFSET(Other_1EPond!$D$10,12*$A181,4*(PlotControl!$C$6-1),12,1)),AVERAGE(OFFSET(Other_1EPond!$D$10,12*$A181,4*(PlotControl!$C$6-1),12,1)))","v":19701},{"$f":"IF(PlotControl!$B$4 = \"Annual Max\",MAX(OFFSET(Other_1EPond!$E$10,12*$A181,4*(PlotControl!$C$6-1),12,1)),AVERAGE(OFFSET(Other_1EPond!$E$10,12*$A181,4*(PlotControl!$C$6-1),12,1)))","v":22432},null,null,null,null,null,null,null,null,null,null,null,null,null,null,null,null,null,null,null,54.666666666667084,{"$f":"IF($X181<=7,OFFSET('2EPond'!$C$10,12*$X181,4*(PlotControl!$C$6-1),1,1),OFFSET('1EPond'!$C$10,12*$X181,4*(PlotControl!$C$6-1),1,1))","v":12363},{"$f":"IF(X181<=7,OFFSET('2EPond'!$D$10,12*$X181,4*(PlotControl!$C$6-1),1,1),OFFSET('1EPond'!$D$10,12*$X181,4*(PlotControl!$C$6-1),1,1))","v":13649},{"$f":"IF(X181<=7,OFFSET('2EPond'!$E$10,12*$X181,4*(PlotControl!$C$6-1),1,1),OFFSET('1EPond'!$E$10,12*$X181,4*(PlotControl!$C$6-1),1,1))","v":20855}]
[177,{"$f":"IF(PlotControl!$B$4 = \"Annual Max\",MAX(OFFSET(Other_1EPond!$C$10,12*$A182,4*(PlotControl!$C$6-1),12,1)),AVERAGE(OFFSET(Other_1EPond!$C$10,12*$A182,4*(PlotControl!$C$6-1),12,1)))","v":17342},{"$f":"IF(PlotControl!$B$4 = \"Annual Max\",MAX(OFFSET(Other_1EPond!$D$10,12*$A182,4*(PlotControl!$C$6-1),12,1)),AVERAGE(OFFSET(Other_1EPond!$D$10,12*$A182,4*(PlotControl!$C$6-1),12,1)))","v":19728},{"$f":"IF(PlotControl!$B$4 = \"Annual Max\",MAX(OFFSET(Other_1EPond!$E$10,12*$A182,4*(PlotControl!$C$6-1),12,1)),AVERAGE(OFFSET(Other_1EPond!$E$10,12*$A182,4*(PlotControl!$C$6-1),12,1)))","v":22310},null,null,null,null,null,null,null,null,null,null,null,null,null,null,null,null,null,null,null,54.750000000000419,{"$f":"IF($X182<=7,OFFSET('2EPond'!$C$10,12*$X182,4*(PlotControl!$C$6-1),1,1),OFFSET('1EPond'!$C$10,12*$X182,4*(PlotControl!$C$6-1),1,1))","v":12256},{"$f":"IF(X182<=7,OFFSET('2EPond'!$D$10,12*$X182,4*(PlotControl!$C$6-1),1,1),OFFSET('1EPond'!$D$10,12*$X182,4*(PlotControl!$C$6-1),1,1))","v":13582},{"$f":"IF(X182<=7,OFFSET('2EPond'!$E$10,12*$X182,4*(PlotControl!$C$6-1),1,1),OFFSET('1EPond'!$E$10,12*$X182,4*(PlotControl!$C$6-1),1,1))","v":20713}]
[178,{"$f":"IF(PlotControl!$B$4 = \"Annual Max\",MAX(OFFSET(Other_1EPond!$C$10,12*$A183,4*(PlotControl!$C$6-1),12,1)),AVERAGE(OFFSET(Other_1EPond!$C$10,12*$A183,4*(PlotControl!$C$6-1),12,1)))","v":17220},{"$f":"IF(PlotControl!$B$4 = \"Annual Max\",MAX(OFFSET(Other_1EPond!$D$10,12*$A183,4*(PlotControl!$C$6-1),12,1)),AVERAGE(OFFSET(Other_1EPond!$D$10,12*$A183,4*(PlotControl!$C$6-1),12,1)))","v":19788},{"$f":"IF(PlotControl!$B$4 = \"Annual Max\",MAX(OFFSET(Other_1EPond!$E$10,12*$A183,4*(PlotControl!$C$6-1),12,1)),AVERAGE(OFFSET(Other_1EPond!$E$10,12*$A183,4*(PlotControl!$C$6-1),12,1)))","v":22344},null,null,null,null,null,null,null,null,null,null,null,null,null,null,null,null,null,null,null,54.833333333333755,{"$f":"IF($X183<=7,OFFSET('2EPond'!$C$10,12*$X183,4*(PlotControl!$C$6-1),1,1),OFFSET('1EPond'!$C$10,12*$X183,4*(PlotControl!$C$6-1),1,1))","v":12205},{"$f":"IF(X183<=7,OFFSET('2EPond'!$D$10,12*$X183,4*(PlotControl!$C$6-1),1,1),OFFSET('1EPond'!$D$10,12*$X183,4*(PlotControl!$C$6-1),1,1))","v":13550},{"$f":"IF(X183<=7,OFFSET('2EPond'!$E$10,12*$X183,4*(PlotControl!$C$6-1),1,1),OFFSET('1EPond'!$E$10,12*$X183,4*(PlotControl!$C$6-1),1,1))","v":20717}]
[179,{"$f":"IF(PlotControl!$B$4 = \"Annual Max\",MAX(OFFSET(Other_1EPond!$C$10,12*$A184,4*(PlotControl!$C$6-1),12,1)),AVERAGE(OFFSET(Other_1EPond!$C$10,12*$A184,4*(PlotControl!$C$6-1),12,1)))","v":17181},{"$f":"IF(PlotControl!$B$4 = \"Annual Max\",MAX(OFFSET(Other_1EPond!$D$10,12*$A184,4*(PlotControl!$C$6-1),12,1)),AVERAGE(OFFSET(Other_1EPond!$D$10,12*$A184,4*(PlotControl!$C$6-1),12,1)))","v":19673},{"$f":"IF(PlotControl!$B$4 = \"Annual Max\",MAX(OFFSET(Other_1EPond!$E$10,12*$A184,4*(PlotControl!$C$6-1),12,1)),AVERAGE(OFFSET(Other_1EPond!$E$10,12*$A184,4*(PlotControl!$C$6-1),12,1)))","v":22352},null,null,null,null,null,null,null,null,null,null,null,null,null,null,null,null,null,null,null,54.916666666667091,{"$f":"IF($X184<=7,OFFSET('2EPond'!$C$10,12*$X184,4*(PlotControl!$C$6-1),1,1),OFFSET('1EPond'!$C$10,12*$X184,4*(PlotControl!$C$6-1),1,1))","v":12219},{"$f":"IF(X184<=7,OFFSET('2EPond'!$D$10,12*$X184,4*(PlotControl!$C$6-1),1,1),OFFSET('1EPond'!$D$10,12*$X184,4*(PlotControl!$C$6-1),1,1))","v":13586},{"$f":"IF(X184<=7,OFFSET('2EPond'!$E$10,12*$X184,4*(PlotControl!$C$6-1),1,1),OFFSET('1EPond'!$E$10,12*$X184,4*(PlotControl!$C$6-1),1,1))","v":20748}]
[180,{"$f":"IF(PlotControl!$B$4 = \"Annual Max\",MAX(OFFSET(Other_1EPond!$C$10,12*$A185,4*(PlotControl!$C$6-1),12,1)),AVERAGE(OFFSET(Other_1EPond!$C$10,12*$A185,4*(PlotControl!$C$6-1),12,1)))","v":17327},{"$f":"IF(PlotControl!$B$4 = \"Annual Max\",MAX(OFFSET(Other_1EPond!$D$10,12*$A185,4*(PlotControl!$C$6-1),12,1)),AVERAGE(OFFSET(Other_1EPond!$D$10,12*$A185,4*(PlotControl!$C$6-1),12,1)))","v":19703},{"$f":"IF(PlotControl!$B$4 = \"Annual Max\",MAX(OFFSET(Other_1EPond!$E$10,12*$A185,4*(PlotControl!$C$6-1),12,1)),AVERAGE(OFFSET(Other_1EPond!$E$10,12*$A185,4*(PlotControl!$C$6-1),12,1)))","v":22612},null,null,null,null,null,null,null,null,null,null,null,null,null,null,null,null,null,null,null,55.000000000000426,{"$f":"IF($X185<=7,OFFSET('2EPond'!$C$10,12*$X185,4*(PlotControl!$C$6-1),1,1),OFFSET('1EPond'!$C$10,12*$X185,4*(PlotControl!$C$6-1),1,1))","v":12249},{"$f":"IF(X185<=7,OFFSET('2EPond'!$D$10,12*$X185,4*(PlotControl!$C$6-1),1,1),OFFSET('1EPond'!$D$10,12*$X185,4*(PlotControl!$C$6-1),1,1))","v":13548},{"$f":"IF(X185<=7,OFFSET('2EPond'!$E$10,12*$X185,4*(PlotControl!$C$6-1),1,1),OFFSET('1EPond'!$E$10,12*$X185,4*(PlotControl!$C$6-1),1,1))","v":20759}]
[181,{"$f":"IF(PlotControl!$B$4 = \"Annual Max\",MAX(OFFSET(Other_1EPond!$C$10,12*$A186,4*(PlotControl!$C$6-1),12,1)),AVERAGE(OFFSET(Other_1EPond!$C$10,12*$A186,4*(PlotControl!$C$6-1),12,1)))","v":17221},{"$f":"IF(PlotControl!$B$4 = \"Annual Max\",MAX(OFFSET(Other_1EPond!$D$10,12*$A186,4*(PlotControl!$C$6-1),12,1)),AVERAGE(OFFSET(Other_1EPond!$D$10,12*$A186,4*(PlotControl!$C$6-1),12,1)))","v":19567},{"$f":"IF(PlotControl!$B$4 = \"Annual Max\",MAX(OFFSET(Other_1EPond!$E$10,12*$A186,4*(PlotControl!$C$6-1),12,1)),AVERAGE(OFFSET(Other_1EPond!$E$10,12*$A186,4*(PlotControl!$C$6-1),12,1)))","v":22312},null,null,null,null,null,null,null,null,null,null,null,null,null,null,null,null,null,null,null,55.083333333333762,{"$f":"IF($X186<=7,OFFSET('2EPond'!$C$10,12*$X186,4*(PlotControl!$C$6-1),1,1),OFFSET('1EPond'!$C$10,12*$X186,4*(PlotControl!$C$6-1),1,1))","v":12262},{"$f":"IF(X186<=7,OFFSET('2EPond'!$D$10,12*$X186,4*(PlotControl!$C$6-1),1,1),OFFSET('1EPond'!$D$10,12*$X186,4*(PlotControl!$C$6-1),1,1))","v":13611},{"$f":"IF(X186<=7,OFFSET('2EPond'!$E$10,12*$X186,4*(PlotControl!$C$6-1),1,1),OFFSET('1EPond'!$E$10,12*$X186,4*(PlotControl!$C$6-1),1,1))","v":20827}]
[182,{"$f":"IF(PlotControl!$B$4 = \"Annual Max\",MAX(OFFSET(Other_1EPond!$C$10,12*$A187,4*(PlotControl!$C$6-1),12,1)),AVERAGE(OFFSET(Other_1EPond!$C$10,12*$A187,4*(PlotControl!$C$6-1),12,1)))","v":17190},{"$f":"IF(PlotControl!$B$4 = \"Annual Max\",MAX(OFFSET(Other_1EPond!$D$10,12*$A187,4*(PlotControl!$C$6-1),12,1)),AVERAGE(OFFSET(Other_1EPond!$D$10,12*$A187,4*(PlotControl!$C$6-1),12,1)))","v":19520},{"$f":"IF(PlotControl!$B$4 = \"Annual Max\",MAX(OFFSET(Other_1EPond!$E$10,12*$A187,4*(PlotControl!$C$6-1),12,1)),AVERAGE(OFFSET(Other_1EPond!$E$10,12*$A187,4*(PlotControl!$C$6-1),12,1)))","v":22270},null,null,null,null,null,null,null,null,null,null,null,null,null,null,null,null,null,null,null,55.166666666667098,{"$f":"IF($X187<=7,OFFSET('2EPond'!$C$10,12*$X187,4*(PlotControl!$C$6-1),1,1),OFFSET('1EPond'!$C$10,12*$X187,4*(PlotControl!$C$6-1),1,1))","v":12277},{"$f":"IF(X187<=7,OFFSET('2EPond'!$D$10,12*$X187,4*(PlotControl!$C$6-1),1,1),OFFSET('1EPond'!$D$10,12*$X187,4*(PlotControl!$C$6-1),1,1))","v":13662},{"$f":"IF(X187<=7,OFFSET('2EPond'!$E$10,12*$X187,4*(PlotControl!$C$6-1),1,1),OFFSET('1EPond'!$E$10,12*$X187,4*(PlotControl!$C$6-1),1,1))","v":20910}]
[183,{"$f":"IF(PlotControl!$B$4 = \"Annual Max\",MAX(OFFSET(Other_1EPond!$C$10,12*$A188,4*(PlotControl!$C$6-1),12,1)),AVERAGE(OFFSET(Other_1EPond!$C$10,12*$A188,4*(PlotControl!$C$6-1),12,1)))","v":17034},{"$f":"IF(PlotControl!$B$4 = \"Annual Max\",MAX(OFFSET(Other_1EPond!$D$10,12*$A188,4*(PlotControl!$C$6-1),12,1)),AVERAGE(OFFSET(Other_1EPond!$D$10,12*$A188,4*(PlotControl!$C$6-1),12,1)))","v":19672},{"$f":"IF(PlotControl!$B$4 = \"Annual Max\",MAX(OFFSET(Other_1EPond!$E$10,12*$A188,4*(PlotControl!$C$6-1),12,1)),AVERAGE(OFFSET(Other_1EPond!$E$10,12*$A188,4*(PlotControl!$C$6-1),12,1)))","v":22223},null,null,null,null,null,null,null,null,null,null,null,null,null,null,null,null,null,null,null,55.250000000000433,{"$f":"IF($X188<=7,OFFSET('2EPond'!$C$10,12*$X188,4*(PlotControl!$C$6-1),1,1),OFFSET('1EPond'!$C$10,12*$X188,4*(PlotControl!$C$6-1),1,1))","v":12360},{"$f":"IF(X188<=7,OFFSET('2EPond'!$D$10,12*$X188,4*(PlotControl!$C$6-1),1,1),OFFSET('1EPond'!$D$10,12*$X188,4*(PlotControl!$C$6-1),1,1))","v":13694},{"$f":"IF(X188<=7,OFFSET('2EPond'!$E$10,12*$X188,4*(PlotControl!$C$6-1),1,1),OFFSET('1EPond'!$E$10,12*$X188,4*(PlotControl!$C$6-1),1,1))","v":21025}]
[184,{"$f":"IF(PlotControl!$B$4 = \"Annual Max\",MAX(OFFSET(Other_1EPond!$C$10,12*$A189,4*(PlotControl!$C$6-1),12,1)),AVERAGE(OFFSET(Other_1EPond!$C$10,12*$A189,4*(PlotControl!$C$6-1),12,1)))","v":17246},{"$f":"IF(PlotControl!$B$4 = \"Annual Max\",MAX(OFFSET(Other_1EPond!$D$10,12*$A189,4*(PlotControl!$C$6-1),12,1)),AVERAGE(OFFSET(Other_1EPond!$D$10,12*$A189,4*(PlotControl!$C$6-1),12,1)))","v":19731},{"$f":"IF(PlotControl!$B$4 = \"Annual Max\",MAX(OFFSET(Other_1EPond!$E$10,12*$A189,4*(PlotControl!$C$6-1),12,1)),AVERAGE(OFFSET(Other_1EPond!$E$10,12*$A189,4*(PlotControl!$C$6-1),12,1)))","v":22226},null,null,null,null,null,null,null,null,null,null,null,null,null,null,null,null,null,null,null,55.333333333333769,{"$f":"IF($X189<=7,OFFSET('2EPond'!$C$10,12*$X189,4*(PlotControl!$C$6-1),1,1),OFFSET('1EPond'!$C$10,12*$X189,4*(PlotControl!$C$6-1),1,1))","v":12433},{"$f":"IF(X189<=7,OFFSET('2EPond'!$D$10,12*$X189,4*(PlotControl!$C$6-1),1,1),OFFSET('1EPond'!$D$10,12*$X189,4*(PlotControl!$C$6-1),1,1))","v":13800},{"$f":"IF(X189<=7,OFFSET('2EPond'!$E$10,12*$X189,4*(PlotControl!$C$6-1),1,1),OFFSET('1EPond'!$E$10,12*$X189,4*(PlotControl!$C$6-1),1,1))","v":21118}]
[185,{"$f":"IF(PlotControl!$B$4 = \"Annual Max\",MAX(OFFSET(Other_1EPond!$C$10,12*$A190,4*(PlotControl!$C$6-1),12,1)),AVERAGE(OFFSET(Other_1EPond!$C$10,12*$A190,4*(PlotControl!$C$6-1),12,1)))","v":17251},{"$f":"IF(PlotControl!$B$4 = \"Annual Max\",MAX(OFFSET(Other_1EPond!$D$10,12*$A190,4*(PlotControl!$C$6-1),12,1)),AVERAGE(OFFSET(Other_1EPond!$D$10,12*$A190,4*(PlotControl!$C$6-1),12,1)))","v":19610},{"$f":"IF(PlotControl!$B$4 = \"Annual Max\",MAX(OFFSET(Other_1EPond!$E$10,12*$A190,4*(PlotControl!$C$6-1),12,1)),AVERAGE(OFFSET(Other_1EPond!$E$10,12*$A190,4*(PlotControl!$C$6-1),12,1)))","v":22346},null,null,null,null,null,null,null,null,null,null,null,null,null,null,null,null,null,null,null,55.416666666667105,{"$f":"IF($X190<=7,OFFSET('2EPond'!$C$10,12*$X190,4*(PlotControl!$C$6-1),1,1),OFFSET('1EPond'!$C$10,12*$X190,4*(PlotControl!$C$6-1),1,1))","v":12407},{"$f":"IF(X190<=7,OFFSET('2EPond'!$D$10,12*$X190,4*(PlotControl!$C$6-1),1,1),OFFSET('1EPond'!$D$10,12*$X190,4*(PlotControl!$C$6-1),1,1))","v":13852},{"$f":"IF(X190<=7,OFFSET('2EPond'!$E$10,12*$X190,4*(PlotControl!$C$6-1),1,1),OFFSET('1EPond'!$E$10,12*$X190,4*(PlotControl!$C$6-1),1,1))","v":21016}]
[186,{"$f":"IF(PlotControl!$B$4 = \"Annual Max\",MAX(OFFSET(Other_1EPond!$C$10,12*$A191,4*(PlotControl!$C$6-1),12,1)),AVERAGE(OFFSET(Other_1EPond!$C$10,12*$A191,4*(PlotControl!$C$6-1),12,1)))","v":17254},{"$f":"IF(PlotControl!$B$4 = \"Annual Max\",MAX(OFFSET(Other_1EPond!$D$10,12*$A191,4*(PlotControl!$C$6-1),12,1)),AVERAGE(OFFSET(Other_1EPond!$D$10,12*$A191,4*(PlotControl!$C$6-1),12,1)))","v":19632},{"$f":"IF(PlotControl!$B$4 = \"Annual Max\",MAX(OFFSET(Other_1EPond!$E$10,12*$A191,4*(PlotControl!$C$6-1),12,1)),AVERAGE(OFFSET(Other_1EPond!$E$10,12*$A191,4*(PlotControl!$C$6-1),12,1)))","v":22292},null,null,null,null,null,null,null,null,null,null,null,null,null,null,null,null,null,null,null,55.500000000000441,{"$f":"IF($X191<=7,OFFSET('2EPond'!$C$10,12*$X191,4*(PlotControl!$C$6-1),1,1),OFFSET('1EPond'!$C$10,12*$X191,4*(PlotControl!$C$6-1),1,1))","v":12270},{"$f":"IF(X191<=7,OFFSET('2EPond'!$D$10,12*$X191,4*(PlotControl!$C$6-1),1,1),OFFSET('1EPond'!$D$10,12*$X191,4*(PlotControl!$C$6-1),1,1))","v":13790},{"$f":"IF(X191<=7,OFFSET('2EPond'!$E$10,12*$X191,4*(PlotControl!$C$6-1),1,1),OFFSET('1EPond'!$E$10,12*$X191,4*(PlotControl!$C$6-1),1,1))","v":20727}]
[187,{"$f":"IF(PlotControl!$B$4 = \"Annual Max\",MAX(OFFSET(Other_1EPond!$C$10,12*$A192,4*(PlotControl!$C$6-1),12,1)),AVERAGE(OFFSET(Other_1EPond!$C$10,12*$A192,4*(PlotControl!$C$6-1),12,1)))","v":17234},{"$f":"IF(PlotControl!$B$4 = \"Annual Max\",MAX(OFFSET(Other_1EPond!$D$10,12*$A192,4*(PlotControl!$C$6-1),12,1)),AVERAGE(OFFSET(Other_1EPond!$D$10,12*$A192,4*(PlotControl!$C$6-1),12,1)))","v":19729},{"$f":"IF(PlotControl!$B$4 = \"Annual Max\",MAX(OFFSET(Other_1EPond!$E$10,12*$A192,4*(PlotControl!$C$6-1),12,1)),AVERAGE(OFFSET(Other_1EPond!$E$10,12*$A192,4*(PlotControl!$C$6-1),12,1)))","v":22589},null,null,null,null,null,null,null,null,null,null,null,null,null,null,null,null,null,null,null,55.583333333333776,{"$f":"IF($X192<=7,OFFSET('2EPond'!$C$10,12*$X192,4*(PlotControl!$C$6-1),1,1),OFFSET('1EPond'!$C$10,12*$X192,4*(PlotControl!$C$6-1),1,1))","v":12224},{"$f":"IF(X192<=7,OFFSET('2EPond'!$D$10,12*$X192,4*(PlotControl!$C$6-1),1,1),OFFSET('1EPond'!$D$10,12*$X192,4*(PlotControl!$C$6-1),1,1))","v":13827},{"$f":"IF(X192<=7,OFFSET('2EPond'!$E$10,12*$X192,4*(PlotControl!$C$6-1),1,1),OFFSET('1EPond'!$E$10,12*$X192,4*(PlotControl!$C$6-1),1,1))","v":20658}]
[188,{"$f":"IF(PlotControl!$B$4 = \"Annual Max\",MAX(OFFSET(Other_1EPond!$C$10,12*$A193,4*(PlotControl!$C$6-1),12,1)),AVERAGE(OFFSET(Other_1EPond!$C$10,12*$A193,4*(PlotControl!$C$6-1),12,1)))","v":17332},{"$f":"IF(PlotControl!$B$4 = \"Annual Max\",MAX(OFFSET(Other_1EPond!$D$10,12*$A193,4*(PlotControl!$C$6-1),12,1)),AVERAGE(OFFSET(Other_1EPond!$D$10,12*$A193,4*(PlotControl!$C$6-1),12,1)))","v":19601},{"$f":"IF(PlotControl!$B$4 = \"Annual Max\",MAX(OFFSET(Other_1EPond!$E$10,12*$A193,4*(PlotControl!$C$6-1),12,1)),AVERAGE(OFFSET(Other_1EPond!$E$10,12*$A193,4*(PlotControl!$C$6-1),12,1)))","v":22411},null,null,null,null,null,null,null,null,null,null,null,null,null,null,null,null,null,null,null,55.666666666667112,{"$f":"IF($X193<=7,OFFSET('2EPond'!$C$10,12*$X193,4*(PlotControl!$C$6-1),1,1),OFFSET('1EPond'!$C$10,12*$X193,4*(PlotControl!$C$6-1),1,1))","v":12173},{"$f":"IF(X193<=7,OFFSET('2EPond'!$D$10,12*$X193,4*(PlotControl!$C$6-1),1,1),OFFSET('1EPond'!$D$10,12*$X193,4*(PlotControl!$C$6-1),1,1))","v":13825},{"$f":"IF(X193<=7,OFFSET('2EPond'!$E$10,12*$X193,4*(PlotControl!$C$6-1),1,1),OFFSET('1EPond'!$E$10,12*$X193,4*(PlotControl!$C$6-1),1,1))","v":20747}]
[189,{"$f":"IF(PlotControl!$B$4 = \"Annual Max\",MAX(OFFSET(Other_1EPond!$C$10,12*$A194,4*(PlotControl!$C$6-1),12,1)),AVERAGE(OFFSET(Other_1EPond!$C$10,12*$A194,4*(PlotControl!$C$6-1),12,1)))","v":17239},{"$f":"IF(PlotControl!$B$4 = \"Annual Max\",MAX(OFFSET(Other_1EPond!$D$10,12*$A194,4*(PlotControl!$C$6-1),12,1)),AVERAGE(OFFSET(Other_1EPond!$D$10,12*$A194,4*(PlotControl!$C$6-1),12,1)))","v":19592},{"$f":"IF(PlotControl!$B$4 = \"Annual Max\",MAX(OFFSET(Other_1EPond!$E$10,12*$A194,4*(PlotControl!$C$6-1),12,1)),AVERAGE(OFFSET(Other_1EPond!$E$10,12*$A194,4*(PlotControl!$C$6-1),12,1)))","v":22331},null,null,null,null,null,null,null,null,null,null,null,null,null,null,null,null,null,null,null,55.750000000000448,{"$f":"IF($X194<=7,OFFSET('2EPond'!$C$10,12*$X194,4*(PlotControl!$C$6-1),1,1),OFFSET('1EPond'!$C$10,12*$X194,4*(PlotControl!$C$6-1),1,1))","v":12066},{"$f":"IF(X194<=7,OFFSET('2EPond'!$D$10,12*$X194,4*(PlotControl!$C$6-1),1,1),OFFSET('1EPond'!$D$10,12*$X194,4*(PlotControl!$C$6-1),1,1))","v":13712},{"$f":"IF(X194<=7,OFFSET('2EPond'!$E$10,12*$X194,4*(PlotControl!$C$6-1),1,1),OFFSET('1EPond'!$E$10,12*$X194,4*(PlotControl!$C$6-1),1,1))","v":20607}]
[190,{"$f":"IF(PlotControl!$B$4 = \"Annual Max\",MAX(OFFSET(Other_1EPond!$C$10,12*$A195,4*(PlotControl!$C$6-1),12,1)),AVERAGE(OFFSET(Other_1EPond!$C$10,12*$A195,4*(PlotControl!$C$6-1),12,1)))","v":17309},{"$f":"IF(PlotControl!$B$4 = \"Annual Max\",MAX(OFFSET(Other_1EPond!$D$10,12*$A195,4*(PlotControl!$C$6-1),12,1)),AVERAGE(OFFSET(Other_1EPond!$D$10,12*$A195,4*(PlotControl!$C$6-1),12,1)))","v":19690},{"$f":"IF(PlotControl!$B$4 = \"Annual Max\",MAX(OFFSET(Other_1EPond!$E$10,12*$A195,4*(PlotControl!$C$6-1),12,1)),AVERAGE(OFFSET(Other_1EPond!$E$10,12*$A195,4*(PlotControl!$C$6-1),12,1)))","v":22380},null,null,null,null,null,null,null,null,null,null,null,null,null,null,null,null,null,null,null,55.833333333333783,{"$f":"IF($X195<=7,OFFSET('2EPond'!$C$10,12*$X195,4*(PlotControl!$C$6-1),1,1),OFFSET('1EPond'!$C$10,12*$X195,4*(PlotControl!$C$6-1),1,1))","v":12042},{"$f":"IF(X195<=7,OFFSET('2EPond'!$D$10,12*$X195,4*(PlotControl!$C$6-1),1,1),OFFSET('1EPond'!$D$10,12*$X195,4*(PlotControl!$C$6-1),1,1))","v":13663},{"$f":"IF(X195<=7,OFFSET('2EPond'!$E$10,12*$X195,4*(PlotControl!$C$6-1),1,1),OFFSET('1EPond'!$E$10,12*$X195,4*(PlotControl!$C$6-1),1,1))","v":20600}]
[191,{"$f":"IF(PlotControl!$B$4 = \"Annual Max\",MAX(OFFSET(Other_1EPond!$C$10,12*$A196,4*(PlotControl!$C$6-1),12,1)),AVERAGE(OFFSET(Other_1EPond!$C$10,12*$A196,4*(PlotControl!$C$6-1),12,1)))","v":17263},{"$f":"IF(PlotControl!$B$4 = \"Annual Max\",MAX(OFFSET(Other_1EPond!$D$10,12*$A196,4*(PlotControl!$C$6-1),12,1)),AVERAGE(OFFSET(Other_1EPond!$D$10,12*$A196,4*(PlotControl!$C$6-1),12,1)))","v":19817},{"$f":"IF(PlotControl!$B$4 = \"Annual Max\",MAX(OFFSET(Other_1EPond!$E$10,12*$A196,4*(PlotControl!$C$6-1),12,1)),AVERAGE(OFFSET(Other_1EPond!$E$10,12*$A196,4*(PlotControl!$C$6-1),12,1)))","v":22382},null,null,null,null,null,null,null,null,null,null,null,null,null,null,null,null,null,null,null,55.916666666667119,{"$f":"IF($X196<=7,OFFSET('2EPond'!$C$10,12*$X196,4*(PlotControl!$C$6-1),1,1),OFFSET('1EPond'!$C$10,12*$X196,4*(PlotControl!$C$6-1),1,1))","v":12063},{"$f":"IF(X196<=7,OFFSET('2EPond'!$D$10,12*$X196,4*(PlotControl!$C$6-1),1,1),OFFSET('1EPond'!$D$10,12*$X196,4*(PlotControl!$C$6-1),1,1))","v":13770},{"$f":"IF(X196<=7,OFFSET('2EPond'!$E$10,12*$X196,4*(PlotControl!$C$6-1),1,1),OFFSET('1EPond'!$E$10,12*$X196,4*(PlotControl!$C$6-1),1,1))","v":20660}]
[192,{"$f":"IF(PlotControl!$B$4 = \"Annual Max\",MAX(OFFSET(Other_1EPond!$C$10,12*$A197,4*(PlotControl!$C$6-1),12,1)),AVERAGE(OFFSET(Other_1EPond!$C$10,12*$A197,4*(PlotControl!$C$6-1),12,1)))","v":17288},{"$f":"IF(PlotControl!$B$4 = \"Annual Max\",MAX(OFFSET(Other_1EPond!$D$10,12*$A197,4*(PlotControl!$C$6-1),12,1)),AVERAGE(OFFSET(Other_1EPond!$D$10,12*$A197,4*(PlotControl!$C$6-1),12,1)))","v":19744},{"$f":"IF(PlotControl!$B$4 = \"Annual Max\",MAX(OFFSET(Other_1EPond!$E$10,12*$A197,4*(PlotControl!$C$6-1),12,1)),AVERAGE(OFFSET(Other_1EPond!$E$10,12*$A197,4*(PlotControl!$C$6-1),12,1)))","v":22340},null,null,null,null,null,null,null,null,null,null,null,null,null,null,null,null,null,null,null,56.000000000000455,{"$f":"IF($X197<=7,OFFSET('2EPond'!$C$10,12*$X197,4*(PlotControl!$C$6-1),1,1),OFFSET('1EPond'!$C$10,12*$X197,4*(PlotControl!$C$6-1),1,1))","v":12095},{"$f":"IF(X197<=7,OFFSET('2EPond'!$D$10,12*$X197,4*(PlotControl!$C$6-1),1,1),OFFSET('1EPond'!$D$10,12*$X197,4*(PlotControl!$C$6-1),1,1))","v":13835},{"$f":"IF(X197<=7,OFFSET('2EPond'!$E$10,12*$X197,4*(PlotControl!$C$6-1),1,1),OFFSET('1EPond'!$E$10,12*$X197,4*(PlotControl!$C$6-1),1,1))","v":20676}]
[193,{"$f":"IF(PlotControl!$B$4 = \"Annual Max\",MAX(OFFSET(Other_1EPond!$C$10,12*$A198,4*(PlotControl!$C$6-1),12,1)),AVERAGE(OFFSET(Other_1EPond!$C$10,12*$A198,4*(PlotControl!$C$6-1),12,1)))","v":17369},{"$f":"IF(PlotControl!$B$4 = \"Annual Max\",MAX(OFFSET(Other_1EPond!$D$10,12*$A198,4*(PlotControl!$C$6-1),12,1)),AVERAGE(OFFSET(Other_1EPond!$D$10,12*$A198,4*(PlotControl!$C$6-1),12,1)))","v":19698},{"$f":"IF(PlotControl!$B$4 = \"Annual Max\",MAX(OFFSET(Other_1EPond!$E$10,12*$A198,4*(PlotControl!$C$6-1),12,1)),AVERAGE(OFFSET(Other_1EPond!$E$10,12*$A198,4*(PlotControl!$C$6-1),12,1)))","v":22224},null,null,null,null,null,null,null,null,null,null,null,null,null,null,null,null,null,null,null,56.08333333333379,{"$f":"IF($X198<=7,OFFSET('2EPond'!$C$10,12*$X198,4*(PlotControl!$C$6-1),1,1),OFFSET('1EPond'!$C$10,12*$X198,4*(PlotControl!$C$6-1),1,1))","v":12112},{"$f":"IF(X198<=7,OFFSET('2EPond'!$D$10,12*$X198,4*(PlotControl!$C$6-1),1,1),OFFSET('1EPond'!$D$10,12*$X198,4*(PlotControl!$C$6-1),1,1))","v":13944},{"$f":"IF(X198<=7,OFFSET('2EPond'!$E$10,12*$X198,4*(PlotControl!$C$6-1),1,1),OFFSET('1EPond'!$E$10,12*$X198,4*(PlotControl!$C$6-1),1,1))","v":20740}]
[194,{"$f":"IF(PlotControl!$B$4 = \"Annual Max\",MAX(OFFSET(Other_1EPond!$C$10,12*$A199,4*(PlotControl!$C$6-1),12,1)),AVERAGE(OFFSET(Other_1EPond!$C$10,12*$A199,4*(PlotControl!$C$6-1),12,1)))","v":17480},{"$f":"IF(PlotControl!$B$4 = \"Annual Max\",MAX(OFFSET(Other_1EPond!$D$10,12*$A199,4*(PlotControl!$C$6-1),12,1)),AVERAGE(OFFSET(Other_1EPond!$D$10,12*$A199,4*(PlotControl!$C$6-1),12,1)))","v":19657},{"$f":"IF(PlotControl!$B$4 = \"Annual Max\",MAX(OFFSET(Other_1EPond!$E$10,12*$A199,4*(PlotControl!$C$6-1),12,1)),AVERAGE(OFFSET(Other_1EPond!$E$10,12*$A199,4*(PlotControl!$C$6-1),12,1)))","v":22455},null,null,null,null,null,null,null,null,null,null,null,null,null,null,null,null,null,null,null,{"$f":"X198+1/12","v":56.166666666667126},{"$f":"IF($X199<=7,OFFSET('2EPond'!$C$10,12*$X199,4*(PlotControl!$C$6-1),1,1),OFFSET('1EPond'!$C$10,12*$X199,4*(PlotControl!$C$6-1),1,1))","v":12151},{"$f":"IF(X199<=7,OFFSET('2EPond'!$D$10,12*$X199,4*(PlotControl!$C$6-1),1,1),OFFSET('1EPond'!$D$10,12*$X199,4*(PlotControl!$C$6-1),1,1))","v":14074},{"$f":"IF(X199<=7,OFFSET('2EPond'!$E$10,12*$X199,4*(PlotControl!$C$6-1),1,1),OFFSET('1EPond'!$E$10,12*$X199,4*(PlotControl!$C$6-1),1,1))","v":20817}]
[195,{"$f":"IF(PlotControl!$B$4 = \"Annual Max\",MAX(OFFSET(Other_1EPond!$C$10,12*$A200,4*(PlotControl!$C$6-1),12,1)),AVERAGE(OFFSET(Other_1EPond!$C$10,12*$A200,4*(PlotControl!$C$6-1),12,1)))","v":17354},{"$f":"IF(PlotControl!$B$4 = \"Annual Max\",MAX(OFFSET(Other_1EPond!$D$10,12*$A200,4*(PlotControl!$C$6-1),12,1)),AVERAGE(OFFSET(Other_1EPond!$D$10,12*$A200,4*(PlotControl!$C$6-1),12,1)))","v":19641},{"$f":"IF(PlotControl!$B$4 = \"Annual Max\",MAX(OFFSET(Other_1EPond!$E$10,12*$A200,4*(PlotControl!$C$6-1),12,1)),AVERAGE(OFFSET(Other_1EPond!$E$10,12*$A200,4*(PlotControl!$C$6-1),12,1)))","v":22428},null,null,null,null,null,null,null,null,null,null,null,null,null,null,null,null,null,null,null,56.250000000000462,{"$f":"IF($X200<=7,OFFSET('2EPond'!$C$10,12*$X200,4*(PlotControl!$C$6-1),1,1),OFFSET('1EPond'!$C$10,12*$X200,4*(PlotControl!$C$6-1),1,1))","v":12243},{"$f":"IF(X200<=7,OFFSET('2EPond'!$D$10,12*$X200,4*(PlotControl!$C$6-1),1,1),OFFSET('1EPond'!$D$10,12*$X200,4*(PlotControl!$C$6-1),1,1))","v":14234},{"$f":"IF(X200<=7,OFFSET('2EPond'!$E$10,12*$X200,4*(PlotControl!$C$6-1),1,1),OFFSET('1EPond'!$E$10,12*$X200,4*(PlotControl!$C$6-1),1,1))","v":20916}]
[196,{"$f":"IF(PlotControl!$B$4 = \"Annual Max\",MAX(OFFSET(Other_1EPond!$C$10,12*$A201,4*(PlotControl!$C$6-1),12,1)),AVERAGE(OFFSET(Other_1EPond!$C$10,12*$A201,4*(PlotControl!$C$6-1),12,1)))","v":17223},{"$f":"IF(PlotControl!$B$4 = \"Annual Max\",MAX(OFFSET(Other_1EPond!$D$10,12*$A201,4*(PlotControl!$C$6-1),12,1)),AVERAGE(OFFSET(Other_1EPond!$D$10,12*$A201,4*(PlotControl!$C$6-1),12,1)))","v":19643},{"$f":"IF(PlotControl!$B$4 = \"Annual Max\",MAX(OFFSET(Other_1EPond!$E$10,12*$A201,4*(PlotControl!$C$6-1),12,1)),AVERAGE(OFFSET(Other_1EPond!$E$10,12*$A201,4*(PlotControl!$C$6-1),12,1)))","v":22213},null,null,null,null,null,null,null,null,null,null,null,null,null,null,null,null,null,null,null,56.333333333333798,{"$f":"IF($X201<=7,OFFSET('2EPond'!$C$10,12*$X201,4*(PlotControl!$C$6-1),1,1),OFFSET('1EPond'!$C$10,12*$X201,4*(PlotControl!$C$6-1),1,1))","v":12297},{"$f":"IF(X201<=7,OFFSET('2EPond'!$D$10,12*$X201,4*(PlotControl!$C$6-1),1,1),OFFSET('1EPond'!$D$10,12*$X201,4*(PlotControl!$C$6-1),1,1))","v":14532},{"$f":"IF(X201<=7,OFFSET('2EPond'!$E$10,12*$X201,4*(PlotControl!$C$6-1),1,1),OFFSET('1EPond'!$E$10,12*$X201,4*(PlotControl!$C$6-1),1,1))","v":21073}]
[197,{"$f":"IF(PlotControl!$B$4 = \"Annual Max\",MAX(OFFSET(Other_1EPond!$C$10,12*$A202,4*(PlotControl!$C$6-1),12,1)),AVERAGE(OFFSET(Other_1EPond!$C$10,12*$A202,4*(PlotControl!$C$6-1),12,1)))","v":17312},{"$f":"IF(PlotControl!$B$4 = \"Annual Max\",MAX(OFFSET(Other_1EPond!$D$10,12*$A202,4*(PlotControl!$C$6-1),12,1)),AVERAGE(OFFSET(Other_1EPond!$D$10,12*$A202,4*(PlotControl!$C$6-1),12,1)))","v":19518},{"$f":"IF(PlotControl!$B$4 = \"Annual Max\",MAX(OFFSET(Other_1EPond!$E$10,12*$A202,4*(PlotControl!$C$6-1),12,1)),AVERAGE(OFFSET(Other_1EPond!$E$10,12*$A202,4*(PlotControl!$C$6-1),12,1)))","v":22277},null,null,null,null,null,null,null,null,null,null,null,null,null,null,null,null,null,null,null,56.416666666667133,{"$f":"IF($X202<=7,OFFSET('2EPond'!$C$10,12*$X202,4*(PlotControl!$C$6-1),1,1),OFFSET('1EPond'!$C$10,12*$X202,4*(PlotControl!$C$6-1),1,1))","v":12298},{"$f":"IF(X202<=7,OFFSET('2EPond'!$D$10,12*$X202,4*(PlotControl!$C$6-1),1,1),OFFSET('1EPond'!$D$10,12*$X202,4*(PlotControl!$C$6-1),1,1))","v":14604},{"$f":"IF(X202<=7,OFFSET('2EPond'!$E$10,12*$X202,4*(PlotControl!$C$6-1),1,1),OFFSET('1EPond'!$E$10,12*$X202,4*(PlotControl!$C$6-1),1,1))","v":21073}]
[198,{"$f":"IF(PlotControl!$B$4 = \"Annual Max\",MAX(OFFSET(Other_1EPond!$C$10,12*$A203,4*(PlotControl!$C$6-1),12,1)),AVERAGE(OFFSET(Other_1EPond!$C$10,12*$A203,4*(PlotControl!$C$6-1),12,1)))","v":17440},{"$f":"IF(PlotControl!$B$4 = \"Annual Max\",MAX(OFFSET(Other_1EPond!$D$10,12*$A203,4*(PlotControl!$C$6-1),12,1)),AVERAGE(OFFSET(Other_1EPond!$D$10,12*$A203,4*(PlotControl!$C$6-1),12,1)))","v":19552},{"$f":"IF(PlotControl!$B$4 = \"Annual Max\",MAX(OFFSET(Other_1EPond!$E$10,12*$A203,4*(PlotControl!$C$6-1),12,1)),AVERAGE(OFFSET(Other_1EPond!$E$10,12*$A203,4*(PlotControl!$C$6-1),12,1)))","v":22553},null,null,null,null,null,null,null,null,null,null,null,null,null,null,null,null,null,null,null,56.500000000000469,{"$f":"IF($X203<=7,OFFSET('2EPond'!$C$10,12*$X203,4*(PlotControl!$C$6-1),1,1),OFFSET('1EPond'!$C$10,12*$X203,4*(PlotControl!$C$6-1),1,1))","v":12180},{"$f":"IF(X203<=7,OFFSET('2EPond'!$D$10,12*$X203,4*(PlotControl!$C$6-1),1,1),OFFSET('1EPond'!$D$10,12*$X203,4*(PlotControl!$C$6-1),1,1))","v":14631},{"$f":"IF(X203<=7,OFFSET('2EPond'!$E$10,12*$X203,4*(PlotControl!$C$6-1),1,1),OFFSET('1EPond'!$E$10,12*$X203,4*(PlotControl!$C$6-1),1,1))","v":20856}]
[199,{"$f":"IF(PlotControl!$B$4 = \"Annual Max\",MAX(OFFSET(Other_1EPond!$C$10,12*$A204,4*(PlotControl!$C$6-1),12,1)),AVERAGE(OFFSET(Other_1EPond!$C$10,12*$A204,4*(PlotControl!$C$6-1),12,1)))","v":17425},{"$f":"IF(PlotControl!$B$4 = \"Annual Max\",MAX(OFFSET(Other_1EPond!$D$10,12*$A204,4*(PlotControl!$C$6-1),12,1)),AVERAGE(OFFSET(Other_1EPond!$D$10,12*$A204,4*(PlotControl!$C$6-1),12,1)))","v":19593},{"$f":"IF(PlotControl!$B$4 = \"Annual Max\",MAX(OFFSET(Other_1EPond!$E$10,12*$A204,4*(PlotControl!$C$6-1),12,1)),AVERAGE(OFFSET(Other_1EPond!$E$10,12*$A204,4*(PlotControl!$C$6-1),12,1)))","v":22322},null,null,null,null,null,null,null,null,null,null,null,null,null,null,null,null,null,null,null,56.583333333333805,{"$f":"IF($X204<=7,OFFSET('2EPond'!$C$10,12*$X204,4*(PlotControl!$C$6-1),1,1),OFFSET('1EPond'!$C$10,12*$X204,4*(PlotControl!$C$6-1),1,1))","v":12137},{"$f":"IF(X204<=7,OFFSET('2EPond'!$D$10,12*$X204,4*(PlotControl!$C$6-1),1,1),OFFSET('1EPond'!$D$10,12*$X204,4*(PlotControl!$C$6-1),1,1))","v":14751},{"$f":"IF(X204<=7,OFFSET('2EPond'!$E$10,12*$X204,4*(PlotControl!$C$6-1),1,1),OFFSET('1EPond'!$E$10,12*$X204,4*(PlotControl!$C$6-1),1,1))","v":20984}]
[200,{"$f":"IF(PlotControl!$B$4 = \"Annual Max\",MAX(OFFSET(Other_1EPond!$C$10,12*$A205,4*(PlotControl!$C$6-1),12,1)),AVERAGE(OFFSET(Other_1EPond!$C$10,12*$A205,4*(PlotControl!$C$6-1),12,1)))","v":16978},{"$f":"IF(PlotControl!$B$4 = \"Annual Max\",MAX(OFFSET(Other_1EPond!$D$10,12*$A205,4*(PlotControl!$C$6-1),12,1)),AVERAGE(OFFSET(Other_1EPond!$D$10,12*$A205,4*(PlotControl!$C$6-1),12,1)))","v":19063},{"$f":"IF(PlotControl!$B$4 = \"Annual Max\",MAX(OFFSET(Other_1EPond!$E$10,12*$A205,4*(PlotControl!$C$6-1),12,1)),AVERAGE(OFFSET(Other_1EPond!$E$10,12*$A205,4*(PlotControl!$C$6-1),12,1)))","v":21757},null,null,null,null,null,null,null,null,null,null,null,null,null,null,null,null,null,null,null,56.66666666666714,{"$f":"IF($X205<=7,OFFSET('2EPond'!$C$10,12*$X205,4*(PlotControl!$C$6-1),1,1),OFFSET('1EPond'!$C$10,12*$X205,4*(PlotControl!$C$6-1),1,1))","v":12163},{"$f":"IF(X205<=7,OFFSET('2EPond'!$D$10,12*$X205,4*(PlotControl!$C$6-1),1,1),OFFSET('1EPond'!$D$10,12*$X205,4*(PlotControl!$C$6-1),1,1))","v":14736},{"$f":"IF(X205<=7,OFFSET('2EPond'!$E$10,12*$X205,4*(PlotControl!$C$6-1),1,1),OFFSET('1EPond'!$E$10,12*$X205,4*(PlotControl!$C$6-1),1,1))","v":20950}]
[null,null,null,null,null,null,null,null,null,null,null,null,null,null,null,null,null,null,null,null,null,null,null,56.750000000000476,{"$f":"IF($X206<=7,OFFSET('2EPond'!$C$10,12*$X206,4*(PlotControl!$C$6-1),1,1),OFFSET('1EPond'!$C$10,12*$X206,4*(PlotControl!$C$6-1),1,1))","v":12086},{"$f":"IF(X206<=7,OFFSET('2EPond'!$D$10,12*$X206,4*(PlotControl!$C$6-1),1,1),OFFSET('1EPond'!$D$10,12*$X206,4*(PlotControl!$C$6-1),1,1))","v":14696},{"$f":"IF(X206<=7,OFFSET('2EPond'!$E$10,12*$X206,4*(PlotControl!$C$6-1),1,1),OFFSET('1EPond'!$E$10,12*$X206,4*(PlotControl!$C$6-1),1,1))","v":20814}]
[null,null,null,null,null,null,null,null,null,null,null,null,null,null,null,null,null,null,null,null,null,null,null,56.833333333333812,{"$f":"IF($X207<=7,OFFSET('2EPond'!$C$10,12*$X207,4*(PlotControl!$C$6-1),1,1),OFFSET('1EPond'!$C$10,12*$X207,4*(PlotControl!$C$6-1),1,1))","v":12069},{"$f":"IF(X207<=7,OFFSET('2EPond'!$D$10,12*$X207,4*(PlotControl!$C$6-1),1,1),OFFSET('1EPond'!$D$10,12*$X207,4*(PlotControl!$C$6-1),1,1))","v":14758},{"$f":"IF(X207<=7,OFFSET('2EPond'!$E$10,12*$X207,4*(PlotControl!$C$6-1),1,1),OFFSET('1EPond'!$E$10,12*$X207,4*(PlotControl!$C$6-1),1,1))","v":20739}]
[null,null,null,null,null,null,null,null,null,null,null,null,null,null,null,null,null,null,null,null,null,null,null,56.916666666667147,{"$f":"IF($X208<=7,OFFSET('2EPond'!$C$10,12*$X208,4*(PlotControl!$C$6-1),1,1),OFFSET('1EPond'!$C$10,12*$X208,4*(PlotControl!$C$6-1),1,1))","v":12066},{"$f":"IF(X208<=7,OFFSET('2EPond'!$D$10,12*$X208,4*(PlotControl!$C$6-1),1,1),OFFSET('1EPond'!$D$10,12*$X208,4*(PlotControl!$C$6-1),1,1))","v":14860},{"$f":"IF(X208<=7,OFFSET('2EPond'!$E$10,12*$X208,4*(PlotControl!$C$6-1),1,1),OFFSET('1EPond'!$E$10,12*$X208,4*(PlotControl!$C$6-1),1,1))","v":20744}]
[null,null,null,null,null,null,null,null,null,null,null,null,null,null,null,null,null,null,null,null,null,null,null,57.000000000000483,{"$f":"IF($X209<=7,OFFSET('2EPond'!$C$10,12*$X209,4*(PlotControl!$C$6-1),1,1),OFFSET('1EPond'!$C$10,12*$X209,4*(PlotControl!$C$6-1),1,1))","v":12079},{"$f":"IF(X209<=7,OFFSET('2EPond'!$D$10,12*$X209,4*(PlotControl!$C$6-1),1,1),OFFSET('1EPond'!$D$10,12*$X209,4*(PlotControl!$C$6-1),1,1))","v":14933},{"$f":"IF(X209<=7,OFFSET('2EPond'!$E$10,12*$X209,4*(PlotControl!$C$6-1),1,1),OFFSET('1EPond'!$E$10,12*$X209,4*(PlotControl!$C$6-1),1,1))","v":20783}]
[null,null,null,null,null,null,null,null,null,null,null,null,null,null,null,null,null,null,null,null,null,null,null,57.083333333333819,{"$f":"IF($X210<=7,OFFSET('2EPond'!$C$10,12*$X210,4*(PlotControl!$C$6-1),1,1),OFFSET('1EPond'!$C$10,12*$X210,4*(PlotControl!$C$6-1),1,1))","v":12077},{"$f":"IF(X210<=7,OFFSET('2EPond'!$D$10,12*$X210,4*(PlotControl!$C$6-1),1,1),OFFSET('1EPond'!$D$10,12*$X210,4*(PlotControl!$C$6-1),1,1))","v":15043},{"$f":"IF(X210<=7,OFFSET('2EPond'!$E$10,12*$X210,4*(PlotControl!$C$6-1),1,1),OFFSET('1EPond'!$E$10,12*$X210,4*(PlotControl!$C$6-1),1,1))","v":20831}]
[null,null,null,null,null,null,null,null,null,null,null,null,null,null,null,null,null,null,null,null,null,null,null,57.166666666667155,{"$f":"IF($X211<=7,OFFSET('2EPond'!$C$10,12*$X211,4*(PlotControl!$C$6-1),1,1),OFFSET('1EPond'!$C$10,12*$X211,4*(PlotControl!$C$6-1),1,1))","v":12120},{"$f":"IF(X211<=7,OFFSET('2EPond'!$D$10,12*$X211,4*(PlotControl!$C$6-1),1,1),OFFSET('1EPond'!$D$10,12*$X211,4*(PlotControl!$C$6-1),1,1))","v":15169},{"$f":"IF(X211<=7,OFFSET('2EPond'!$E$10,12*$X211,4*(PlotControl!$C$6-1),1,1),OFFSET('1EPond'!$E$10,12*$X211,4*(PlotControl!$C$6-1),1,1))","v":20903}]
[null,null,null,null,null,null,null,null,null,null,null,null,null,null,null,null,null,null,null,null,null,null,null,57.25000000000049,{"$f":"IF($X212<=7,OFFSET('2EPond'!$C$10,12*$X212,4*(PlotControl!$C$6-1),1,1),OFFSET('1EPond'!$C$10,12*$X212,4*(PlotControl!$C$6-1),1,1))","v":12171},{"$f":"IF(X212<=7,OFFSET('2EPond'!$D$10,12*$X212,4*(PlotControl!$C$6-1),1,1),OFFSET('1EPond'!$D$10,12*$X212,4*(PlotControl!$C$6-1),1,1))","v":15316},{"$f":"IF(X212<=7,OFFSET('2EPond'!$E$10,12*$X212,4*(PlotControl!$C$6-1),1,1),OFFSET('1EPond'!$E$10,12*$X212,4*(PlotControl!$C$6-1),1,1))","v":21031}]
[null,null,null,null,null,null,null,null,null,null,null,null,null,null,null,null,null,null,null,null,null,null,null,57.333333333333826,{"$f":"IF($X213<=7,OFFSET('2EPond'!$C$10,12*$X213,4*(PlotControl!$C$6-1),1,1),OFFSET('1EPond'!$C$10,12*$X213,4*(PlotControl!$C$6-1),1,1))","v":12246},{"$f":"IF(X213<=7,OFFSET('2EPond'!$D$10,12*$X213,4*(PlotControl!$C$6-1),1,1),OFFSET('1EPond'!$D$10,12*$X213,4*(PlotControl!$C$6-1),1,1))","v":15535},{"$f":"IF(X213<=7,OFFSET('2EPond'!$E$10,12*$X213,4*(PlotControl!$C$6-1),1,1),OFFSET('1EPond'!$E$10,12*$X213,4*(PlotControl!$C$6-1),1,1))","v":21269}]
[null,null,null,null,null,null,null,null,null,null,null,null,null,null,null,null,null,null,null,null,null,null,null,57.416666666667162,{"$f":"IF($X214<=7,OFFSET('2EPond'!$C$10,12*$X214,4*(PlotControl!$C$6-1),1,1),OFFSET('1EPond'!$C$10,12*$X214,4*(PlotControl!$C$6-1),1,1))","v":12212},{"$f":"IF(X214<=7,OFFSET('2EPond'!$D$10,12*$X214,4*(PlotControl!$C$6-1),1,1),OFFSET('1EPond'!$D$10,12*$X214,4*(PlotControl!$C$6-1),1,1))","v":15652},{"$f":"IF(X214<=7,OFFSET('2EPond'!$E$10,12*$X214,4*(PlotControl!$C$6-1),1,1),OFFSET('1EPond'!$E$10,12*$X214,4*(PlotControl!$C$6-1),1,1))","v":21184}]
[null,null,null,null,null,null,null,null,null,null,null,null,null,null,null,null,null,null,null,null,null,null,null,57.500000000000497,{"$f":"IF($X215<=7,OFFSET('2EPond'!$C$10,12*$X215,4*(PlotControl!$C$6-1),1,1),OFFSET('1EPond'!$C$10,12*$X215,4*(PlotControl!$C$6-1),1,1))","v":12094},{"$f":"IF(X215<=7,OFFSET('2EPond'!$D$10,12*$X215,4*(PlotControl!$C$6-1),1,1),OFFSET('1EPond'!$D$10,12*$X215,4*(PlotControl!$C$6-1),1,1))","v":15560},{"$f":"IF(X215<=7,OFFSET('2EPond'!$E$10,12*$X215,4*(PlotControl!$C$6-1),1,1),OFFSET('1EPond'!$E$10,12*$X215,4*(PlotControl!$C$6-1),1,1))","v":21062}]
[null,null,null,null,null,null,null,null,null,null,null,null,null,null,null,null,null,null,null,null,null,null,null,57.583333333333833,{"$f":"IF($X216<=7,OFFSET('2EPond'!$C$10,12*$X216,4*(PlotControl!$C$6-1),1,1),OFFSET('1EPond'!$C$10,12*$X216,4*(PlotControl!$C$6-1),1,1))","v":12042},{"$f":"IF(X216<=7,OFFSET('2EPond'!$D$10,12*$X216,4*(PlotControl!$C$6-1),1,1),OFFSET('1EPond'!$D$10,12*$X216,4*(PlotControl!$C$6-1),1,1))","v":15599},{"$f":"IF(X216<=7,OFFSET('2EPond'!$E$10,12*$X216,4*(PlotControl!$C$6-1),1,1),OFFSET('1EPond'!$E$10,12*$X216,4*(PlotControl!$C$6-1),1,1))","v":21119}]
[null,null,null,null,null,null,null,null,null,null,null,null,null,null,null,null,null,null,null,null,null,null,null,57.666666666667169,{"$f":"IF($X217<=7,OFFSET('2EPond'!$C$10,12*$X217,4*(PlotControl!$C$6-1),1,1),OFFSET('1EPond'!$C$10,12*$X217,4*(PlotControl!$C$6-1),1,1))","v":12061},{"$f":"IF(X217<=7,OFFSET('2EPond'!$D$10,12*$X217,4*(PlotControl!$C$6-1),1,1),OFFSET('1EPond'!$D$10,12*$X217,4*(PlotControl!$C$6-1),1,1))","v":15731},{"$f":"IF(X217<=7,OFFSET('2EPond'!$E$10,12*$X217,4*(PlotControl!$C$6-1),1,1),OFFSET('1EPond'!$E$10,12*$X217,4*(PlotControl!$C$6-1),1,1))","v":21104}]
[null,null,null,null,null,null,null,null,null,null,null,null,null,null,null,null,null,null,null,null,null,null,null,57.750000000000504,{"$f":"IF($X218<=7,OFFSET('2EPond'!$C$10,12*$X218,4*(PlotControl!$C$6-1),1,1),OFFSET('1EPond'!$C$10,12*$X218,4*(PlotControl!$C$6-1),1,1))","v":12003},{"$f":"IF(X218<=7,OFFSET('2EPond'!$D$10,12*$X218,4*(PlotControl!$C$6-1),1,1),OFFSET('1EPond'!$D$10,12*$X218,4*(PlotControl!$C$6-1),1,1))","v":15671},{"$f":"IF(X218<=7,OFFSET('2EPond'!$E$10,12*$X218,4*(PlotControl!$C$6-1),1,1),OFFSET('1EPond'!$E$10,12*$X218,4*(PlotControl!$C$6-1),1,1))","v":20982}]
[null,null,null,null,null,null,null,null,null,null,null,null,null,null,null,null,null,null,null,null,null,null,null,57.83333333333384,{"$f":"IF($X219<=7,OFFSET('2EPond'!$C$10,12*$X219,4*(PlotControl!$C$6-1),1,1),OFFSET('1EPond'!$C$10,12*$X219,4*(PlotControl!$C$6-1),1,1))","v":11963},{"$f":"IF(X219<=7,OFFSET('2EPond'!$D$10,12*$X219,4*(PlotControl!$C$6-1),1,1),OFFSET('1EPond'!$D$10,12*$X219,4*(PlotControl!$C$6-1),1,1))","v":15645},{"$f":"IF(X219<=7,OFFSET('2EPond'!$E$10,12*$X219,4*(PlotControl!$C$6-1),1,1),OFFSET('1EPond'!$E$10,12*$X219,4*(PlotControl!$C$6-1),1,1))","v":20878}]
[null,null,null,null,null,null,null,null,null,null,null,null,null,null,null,null,null,null,null,null,null,null,null,57.916666666667176,{"$f":"IF($X220<=7,OFFSET('2EPond'!$C$10,12*$X220,4*(PlotControl!$C$6-1),1,1),OFFSET('1EPond'!$C$10,12*$X220,4*(PlotControl!$C$6-1),1,1))","v":11962},{"$f":"IF(X220<=7,OFFSET('2EPond'!$D$10,12*$X220,4*(PlotControl!$C$6-1),1,1),OFFSET('1EPond'!$D$10,12*$X220,4*(PlotControl!$C$6-1),1,1))","v":15684},{"$f":"IF(X220<=7,OFFSET('2EPond'!$E$10,12*$X220,4*(PlotControl!$C$6-1),1,1),OFFSET('1EPond'!$E$10,12*$X220,4*(PlotControl!$C$6-1),1,1))","v":20888}]
[null,null,null,null,null,null,null,null,null,null,null,null,null,null,null,null,null,null,null,null,null,null,null,58.000000000000512,{"$f":"IF($X221<=7,OFFSET('2EPond'!$C$10,12*$X221,4*(PlotControl!$C$6-1),1,1),OFFSET('1EPond'!$C$10,12*$X221,4*(PlotControl!$C$6-1),1,1))","v":11967},{"$f":"IF(X221<=7,OFFSET('2EPond'!$D$10,12*$X221,4*(PlotControl!$C$6-1),1,1),OFFSET('1EPond'!$D$10,12*$X221,4*(PlotControl!$C$6-1),1,1))","v":15739},{"$f":"IF(X221<=7,OFFSET('2EPond'!$E$10,12*$X221,4*(PlotControl!$C$6-1),1,1),OFFSET('1EPond'!$E$10,12*$X221,4*(PlotControl!$C$6-1),1,1))","v":20918}]
[null,null,null,null,null,null,null,null,null,null,null,null,null,null,null,null,null,null,null,null,null,null,null,58.083333333333847,{"$f":"IF($X222<=7,OFFSET('2EPond'!$C$10,12*$X222,4*(PlotControl!$C$6-1),1,1),OFFSET('1EPond'!$C$10,12*$X222,4*(PlotControl!$C$6-1),1,1))","v":11991},{"$f":"IF(X222<=7,OFFSET('2EPond'!$D$10,12*$X222,4*(PlotControl!$C$6-1),1,1),OFFSET('1EPond'!$D$10,12*$X222,4*(PlotControl!$C$6-1),1,1))","v":15841},{"$f":"IF(X222<=7,OFFSET('2EPond'!$E$10,12*$X222,4*(PlotControl!$C$6-1),1,1),OFFSET('1EPond'!$E$10,12*$X222,4*(PlotControl!$C$6-1),1,1))","v":20948}]
[null,null,null,null,null,null,null,null,null,null,null,null,null,null,null,null,null,null,null,null,null,null,null,58.166666666667183,{"$f":"IF($X223<=7,OFFSET('2EPond'!$C$10,12*$X223,4*(PlotControl!$C$6-1),1,1),OFFSET('1EPond'!$C$10,12*$X223,4*(PlotControl!$C$6-1),1,1))","v":12036},{"$f":"IF(X223<=7,OFFSET('2EPond'!$D$10,12*$X223,4*(PlotControl!$C$6-1),1,1),OFFSET('1EPond'!$D$10,12*$X223,4*(PlotControl!$C$6-1),1,1))","v":15975},{"$f":"IF(X223<=7,OFFSET('2EPond'!$E$10,12*$X223,4*(PlotControl!$C$6-1),1,1),OFFSET('1EPond'!$E$10,12*$X223,4*(PlotControl!$C$6-1),1,1))","v":20994}]
[null,null,null,null,null,null,null,null,null,null,null,null,null,null,null,null,null,null,null,null,null,null,null,58.250000000000519,{"$f":"IF($X224<=7,OFFSET('2EPond'!$C$10,12*$X224,4*(PlotControl!$C$6-1),1,1),OFFSET('1EPond'!$C$10,12*$X224,4*(PlotControl!$C$6-1),1,1))","v":12118},{"$f":"IF(X224<=7,OFFSET('2EPond'!$D$10,12*$X224,4*(PlotControl!$C$6-1),1,1),OFFSET('1EPond'!$D$10,12*$X224,4*(PlotControl!$C$6-1),1,1))","v":16106},{"$f":"IF(X224<=7,OFFSET('2EPond'!$E$10,12*$X224,4*(PlotControl!$C$6-1),1,1),OFFSET('1EPond'!$E$10,12*$X224,4*(PlotControl!$C$6-1),1,1))","v":21092}]
[null,null,null,null,null,null,null,null,null,null,null,null,null,null,null,null,null,null,null,null,null,null,null,58.333333333333854,{"$f":"IF($X225<=7,OFFSET('2EPond'!$C$10,12*$X225,4*(PlotControl!$C$6-1),1,1),OFFSET('1EPond'!$C$10,12*$X225,4*(PlotControl!$C$6-1),1,1))","v":12204},{"$f":"IF(X225<=7,OFFSET('2EPond'!$D$10,12*$X225,4*(PlotControl!$C$6-1),1,1),OFFSET('1EPond'!$D$10,12*$X225,4*(PlotControl!$C$6-1),1,1))","v":16319},{"$f":"IF(X225<=7,OFFSET('2EPond'!$E$10,12*$X225,4*(PlotControl!$C$6-1),1,1),OFFSET('1EPond'!$E$10,12*$X225,4*(PlotControl!$C$6-1),1,1))","v":21424}]
[null,null,null,null,null,null,null,null,null,null,null,null,null,null,null,null,null,null,null,null,null,null,null,58.41666666666719,{"$f":"IF($X226<=7,OFFSET('2EPond'!$C$10,12*$X226,4*(PlotControl!$C$6-1),1,1),OFFSET('1EPond'!$C$10,12*$X226,4*(PlotControl!$C$6-1),1,1))","v":12182},{"$f":"IF(X226<=7,OFFSET('2EPond'!$D$10,12*$X226,4*(PlotControl!$C$6-1),1,1),OFFSET('1EPond'!$D$10,12*$X226,4*(PlotControl!$C$6-1),1,1))","v":16341},{"$f":"IF(X226<=7,OFFSET('2EPond'!$E$10,12*$X226,4*(PlotControl!$C$6-1),1,1),OFFSET('1EPond'!$E$10,12*$X226,4*(PlotControl!$C$6-1),1,1))","v":21331}]
[null,null,null,null,null,null,null,null,null,null,null,null,null,null,null,null,null,null,null,null,null,null,null,58.500000000000526,{"$f":"IF($X227<=7,OFFSET('2EPond'!$C$10,12*$X227,4*(PlotControl!$C$6-1),1,1),OFFSET('1EPond'!$C$10,12*$X227,4*(PlotControl!$C$6-1),1,1))","v":12090},{"$f":"IF(X227<=7,OFFSET('2EPond'!$D$10,12*$X227,4*(PlotControl!$C$6-1),1,1),OFFSET('1EPond'!$D$10,12*$X227,4*(PlotControl!$C$6-1),1,1))","v":16150},{"$f":"IF(X227<=7,OFFSET('2EPond'!$E$10,12*$X227,4*(PlotControl!$C$6-1),1,1),OFFSET('1EPond'!$E$10,12*$X227,4*(PlotControl!$C$6-1),1,1))","v":21183}]
[null,null,null,null,null,null,null,null,null,null,null,null,null,null,null,null,null,null,null,null,null,null,null,58.583333333333862,{"$f":"IF($X228<=7,OFFSET('2EPond'!$C$10,12*$X228,4*(PlotControl!$C$6-1),1,1),OFFSET('1EPond'!$C$10,12*$X228,4*(PlotControl!$C$6-1),1,1))","v":12056},{"$f":"IF(X228<=7,OFFSET('2EPond'!$D$10,12*$X228,4*(PlotControl!$C$6-1),1,1),OFFSET('1EPond'!$D$10,12*$X228,4*(PlotControl!$C$6-1),1,1))","v":16167},{"$f":"IF(X228<=7,OFFSET('2EPond'!$E$10,12*$X228,4*(PlotControl!$C$6-1),1,1),OFFSET('1EPond'!$E$10,12*$X228,4*(PlotControl!$C$6-1),1,1))","v":21268}]
[null,null,null,null,null,null,null,null,null,null,null,null,null,null,null,null,null,null,null,null,null,null,null,58.666666666667197,{"$f":"IF($X229<=7,OFFSET('2EPond'!$C$10,12*$X229,4*(PlotControl!$C$6-1),1,1),OFFSET('1EPond'!$C$10,12*$X229,4*(PlotControl!$C$6-1),1,1))","v":12095},{"$f":"IF(X229<=7,OFFSET('2EPond'!$D$10,12*$X229,4*(PlotControl!$C$6-1),1,1),OFFSET('1EPond'!$D$10,12*$X229,4*(PlotControl!$C$6-1),1,1))","v":16288},{"$f":"IF(X229<=7,OFFSET('2EPond'!$E$10,12*$X229,4*(PlotControl!$C$6-1),1,1),OFFSET('1EPond'!$E$10,12*$X229,4*(PlotControl!$C$6-1),1,1))","v":21339}]
[null,null,null,null,null,null,null,null,null,null,null,null,null,null,null,null,null,null,null,null,null,null,null,58.750000000000533,{"$f":"IF($X230<=7,OFFSET('2EPond'!$C$10,12*$X230,4*(PlotControl!$C$6-1),1,1),OFFSET('1EPond'!$C$10,12*$X230,4*(PlotControl!$C$6-1),1,1))","v":12028},{"$f":"IF(X230<=7,OFFSET('2EPond'!$D$10,12*$X230,4*(PlotControl!$C$6-1),1,1),OFFSET('1EPond'!$D$10,12*$X230,4*(PlotControl!$C$6-1),1,1))","v":16213},{"$f":"IF(X230<=7,OFFSET('2EPond'!$E$10,12*$X230,4*(PlotControl!$C$6-1),1,1),OFFSET('1EPond'!$E$10,12*$X230,4*(PlotControl!$C$6-1),1,1))","v":21247}]
[null,null,null,null,null,null,null,null,null,null,null,null,null,null,null,null,null,null,null,null,null,null,null,58.833333333333869,{"$f":"IF($X231<=7,OFFSET('2EPond'!$C$10,12*$X231,4*(PlotControl!$C$6-1),1,1),OFFSET('1EPond'!$C$10,12*$X231,4*(PlotControl!$C$6-1),1,1))","v":12038},{"$f":"IF(X231<=7,OFFSET('2EPond'!$D$10,12*$X231,4*(PlotControl!$C$6-1),1,1),OFFSET('1EPond'!$D$10,12*$X231,4*(PlotControl!$C$6-1),1,1))","v":16198},{"$f":"IF(X231<=7,OFFSET('2EPond'!$E$10,12*$X231,4*(PlotControl!$C$6-1),1,1),OFFSET('1EPond'!$E$10,12*$X231,4*(PlotControl!$C$6-1),1,1))","v":21295}]
[null,null,null,null,null,null,null,null,null,null,null,null,null,null,null,null,null,null,null,null,null,null,null,58.916666666667204,{"$f":"IF($X232<=7,OFFSET('2EPond'!$C$10,12*$X232,4*(PlotControl!$C$6-1),1,1),OFFSET('1EPond'!$C$10,12*$X232,4*(PlotControl!$C$6-1),1,1))","v":12057},{"$f":"IF(X232<=7,OFFSET('2EPond'!$D$10,12*$X232,4*(PlotControl!$C$6-1),1,1),OFFSET('1EPond'!$D$10,12*$X232,4*(PlotControl!$C$6-1),1,1))","v":16265},{"$f":"IF(X232<=7,OFFSET('2EPond'!$E$10,12*$X232,4*(PlotControl!$C$6-1),1,1),OFFSET('1EPond'!$E$10,12*$X232,4*(PlotControl!$C$6-1),1,1))","v":21376}]
[null,null,null,null,null,null,null,null,null,null,null,null,null,null,null,null,null,null,null,null,null,null,null,59.00000000000054,{"$f":"IF($X233<=7,OFFSET('2EPond'!$C$10,12*$X233,4*(PlotControl!$C$6-1),1,1),OFFSET('1EPond'!$C$10,12*$X233,4*(PlotControl!$C$6-1),1,1))","v":12060},{"$f":"IF(X233<=7,OFFSET('2EPond'!$D$10,12*$X233,4*(PlotControl!$C$6-1),1,1),OFFSET('1EPond'!$D$10,12*$X233,4*(PlotControl!$C$6-1),1,1))","v":16315},{"$f":"IF(X233<=7,OFFSET('2EPond'!$E$10,12*$X233,4*(PlotControl!$C$6-1),1,1),OFFSET('1EPond'!$E$10,12*$X233,4*(PlotControl!$C$6-1),1,1))","v":21408}]
[null,null,null,null,null,null,null,null,null,null,null,null,null,null,null,null,null,null,null,null,null,null,null,59.083333333333876,{"$f":"IF($X234<=7,OFFSET('2EPond'!$C$10,12*$X234,4*(PlotControl!$C$6-1),1,1),OFFSET('1EPond'!$C$10,12*$X234,4*(PlotControl!$C$6-1),1,1))","v":12097},{"$f":"IF(X234<=7,OFFSET('2EPond'!$D$10,12*$X234,4*(PlotControl!$C$6-1),1,1),OFFSET('1EPond'!$D$10,12*$X234,4*(PlotControl!$C$6-1),1,1))","v":16415},{"$f":"IF(X234<=7,OFFSET('2EPond'!$E$10,12*$X234,4*(PlotControl!$C$6-1),1,1),OFFSET('1EPond'!$E$10,12*$X234,4*(PlotControl!$C$6-1),1,1))","v":21444}]
[null,null,null,null,null,null,null,null,null,null,null,null,null,null,null,null,null,null,null,null,null,null,null,59.166666666667211,{"$f":"IF($X235<=7,OFFSET('2EPond'!$C$10,12*$X235,4*(PlotControl!$C$6-1),1,1),OFFSET('1EPond'!$C$10,12*$X235,4*(PlotControl!$C$6-1),1,1))","v":12140},{"$f":"IF(X235<=7,OFFSET('2EPond'!$D$10,12*$X235,4*(PlotControl!$C$6-1),1,1),OFFSET('1EPond'!$D$10,12*$X235,4*(PlotControl!$C$6-1),1,1))","v":16522},{"$f":"IF(X235<=7,OFFSET('2EPond'!$E$10,12*$X235,4*(PlotControl!$C$6-1),1,1),OFFSET('1EPond'!$E$10,12*$X235,4*(PlotControl!$C$6-1),1,1))","v":21490}]
[null,null,null,null,null,null,null,null,null,null,null,null,null,null,null,null,null,null,null,null,null,null,null,59.250000000000547,{"$f":"IF($X236<=7,OFFSET('2EPond'!$C$10,12*$X236,4*(PlotControl!$C$6-1),1,1),OFFSET('1EPond'!$C$10,12*$X236,4*(PlotControl!$C$6-1),1,1))","v":12195},{"$f":"IF(X236<=7,OFFSET('2EPond'!$D$10,12*$X236,4*(PlotControl!$C$6-1),1,1),OFFSET('1EPond'!$D$10,12*$X236,4*(PlotControl!$C$6-1),1,1))","v":16630},{"$f":"IF(X236<=7,OFFSET('2EPond'!$E$10,12*$X236,4*(PlotControl!$C$6-1),1,1),OFFSET('1EPond'!$E$10,12*$X236,4*(PlotControl!$C$6-1),1,1))","v":21586}]
[null,null,null,null,null,null,null,null,null,null,null,null,null,null,null,null,null,null,null,null,null,null,null,59.333333333333883,{"$f":"IF($X237<=7,OFFSET('2EPond'!$C$10,12*$X237,4*(PlotControl!$C$6-1),1,1),OFFSET('1EPond'!$C$10,12*$X237,4*(PlotControl!$C$6-1),1,1))","v":12265},{"$f":"IF(X237<=7,OFFSET('2EPond'!$D$10,12*$X237,4*(PlotControl!$C$6-1),1,1),OFFSET('1EPond'!$D$10,12*$X237,4*(PlotControl!$C$6-1),1,1))","v":16807},{"$f":"IF(X237<=7,OFFSET('2EPond'!$E$10,12*$X237,4*(PlotControl!$C$6-1),1,1),OFFSET('1EPond'!$E$10,12*$X237,4*(PlotControl!$C$6-1),1,1))","v":21670}]
[null,null,null,null,null,null,null,null,null,null,null,null,null,null,null,null,null,null,null,null,null,null,null,59.416666666667219,{"$f":"IF($X238<=7,OFFSET('2EPond'!$C$10,12*$X238,4*(PlotControl!$C$6-1),1,1),OFFSET('1EPond'!$C$10,12*$X238,4*(PlotControl!$C$6-1),1,1))","v":12202},{"$f":"IF(X238<=7,OFFSET('2EPond'!$D$10,12*$X238,4*(PlotControl!$C$6-1),1,1),OFFSET('1EPond'!$D$10,12*$X238,4*(PlotControl!$C$6-1),1,1))","v":16882},{"$f":"IF(X238<=7,OFFSET('2EPond'!$E$10,12*$X238,4*(PlotControl!$C$6-1),1,1),OFFSET('1EPond'!$E$10,12*$X238,4*(PlotControl!$C$6-1),1,1))","v":21614}]
[null,null,null,null,null,null,null,null,null,null,null,null,null,null,null,null,null,null,null,null,null,null,null,59.500000000000554,{"$f":"IF($X239<=7,OFFSET('2EPond'!$C$10,12*$X239,4*(PlotControl!$C$6-1),1,1),OFFSET('1EPond'!$C$10,12*$X239,4*(PlotControl!$C$6-1),1,1))","v":12095},{"$f":"IF(X239<=7,OFFSET('2EPond'!$D$10,12*$X239,4*(PlotControl!$C$6-1),1,1),OFFSET('1EPond'!$D$10,12*$X239,4*(PlotControl!$C$6-1),1,1))","v":16768},{"$f":"IF(X239<=7,OFFSET('2EPond'!$E$10,12*$X239,4*(PlotControl!$C$6-1),1,1),OFFSET('1EPond'!$E$10,12*$X239,4*(PlotControl!$C$6-1),1,1))","v":21437}]
[null,null,null,null,null,null,null,null,null,null,null,null,null,null,null,null,null,null,null,null,null,null,null,59.58333333333389,{"$f":"IF($X240<=7,OFFSET('2EPond'!$C$10,12*$X240,4*(PlotControl!$C$6-1),1,1),OFFSET('1EPond'!$C$10,12*$X240,4*(PlotControl!$C$6-1),1,1))","v":12065},{"$f":"IF(X240<=7,OFFSET('2EPond'!$D$10,12*$X240,4*(PlotControl!$C$6-1),1,1),OFFSET('1EPond'!$D$10,12*$X240,4*(PlotControl!$C$6-1),1,1))","v":16740},{"$f":"IF(X240<=7,OFFSET('2EPond'!$E$10,12*$X240,4*(PlotControl!$C$6-1),1,1),OFFSET('1EPond'!$E$10,12*$X240,4*(PlotControl!$C$6-1),1,1))","v":21455}]
[null,null,null,null,null,null,null,null,null,null,null,null,null,null,null,null,null,null,null,null,null,null,null,59.666666666667226,{"$f":"IF($X241<=7,OFFSET('2EPond'!$C$10,12*$X241,4*(PlotControl!$C$6-1),1,1),OFFSET('1EPond'!$C$10,12*$X241,4*(PlotControl!$C$6-1),1,1))","v":12056},{"$f":"IF(X241<=7,OFFSET('2EPond'!$D$10,12*$X241,4*(PlotControl!$C$6-1),1,1),OFFSET('1EPond'!$D$10,12*$X241,4*(PlotControl!$C$6-1),1,1))","v":16749},{"$f":"IF(X241<=7,OFFSET('2EPond'!$E$10,12*$X241,4*(PlotControl!$C$6-1),1,1),OFFSET('1EPond'!$E$10,12*$X241,4*(PlotControl!$C$6-1),1,1))","v":21497}]
[null,null,null,null,null,null,null,null,null,null,null,null,null,null,null,null,null,null,null,null,null,null,null,59.750000000000561,{"$f":"IF($X242<=7,OFFSET('2EPond'!$C$10,12*$X242,4*(PlotControl!$C$6-1),1,1),OFFSET('1EPond'!$C$10,12*$X242,4*(PlotControl!$C$6-1),1,1))","v":11982},{"$f":"IF(X242<=7,OFFSET('2EPond'!$D$10,12*$X242,4*(PlotControl!$C$6-1),1,1),OFFSET('1EPond'!$D$10,12*$X242,4*(PlotControl!$C$6-1),1,1))","v":16562},{"$f":"IF(X242<=7,OFFSET('2EPond'!$E$10,12*$X242,4*(PlotControl!$C$6-1),1,1),OFFSET('1EPond'!$E$10,12*$X242,4*(PlotControl!$C$6-1),1,1))","v":21300}]
[null,null,null,null,null,null,null,null,null,null,null,null,null,null,null,null,null,null,null,null,null,null,null,59.833333333333897,{"$f":"IF($X243<=7,OFFSET('2EPond'!$C$10,12*$X243,4*(PlotControl!$C$6-1),1,1),OFFSET('1EPond'!$C$10,12*$X243,4*(PlotControl!$C$6-1),1,1))","v":11966},{"$f":"IF(X243<=7,OFFSET('2EPond'!$D$10,12*$X243,4*(PlotControl!$C$6-1),1,1),OFFSET('1EPond'!$D$10,12*$X243,4*(PlotControl!$C$6-1),1,1))","v":16515},{"$f":"IF(X243<=7,OFFSET('2EPond'!$E$10,12*$X243,4*(PlotControl!$C$6-1),1,1),OFFSET('1EPond'!$E$10,12*$X243,4*(PlotControl!$C$6-1),1,1))","v":21309}]
[null,null,null,null,null,null,null,null,null,null,null,null,null,null,null,null,null,null,null,null,null,null,null,59.916666666667233,{"$f":"IF($X244<=7,OFFSET('2EPond'!$C$10,12*$X244,4*(PlotControl!$C$6-1),1,1),OFFSET('1EPond'!$C$10,12*$X244,4*(PlotControl!$C$6-1),1,1))","v":11990},{"$f":"IF(X244<=7,OFFSET('2EPond'!$D$10,12*$X244,4*(PlotControl!$C$6-1),1,1),OFFSET('1EPond'!$D$10,12*$X244,4*(PlotControl!$C$6-1),1,1))","v":16566},{"$f":"IF(X244<=7,OFFSET('2EPond'!$E$10,12*$X244,4*(PlotControl!$C$6-1),1,1),OFFSET('1EPond'!$E$10,12*$X244,4*(PlotControl!$C$6-1),1,1))","v":21352}]
[null,null,null,null,null,null,null,null,null,null,null,null,null,null,null,null,null,null,null,null,null,null,null,60.000000000000568,{"$f":"IF($X245<=7,OFFSET('2EPond'!$C$10,12*$X245,4*(PlotControl!$C$6-1),1,1),OFFSET('1EPond'!$C$10,12*$X245,4*(PlotControl!$C$6-1),1,1))","v":12021},{"$f":"IF(X245<=7,OFFSET('2EPond'!$D$10,12*$X245,4*(PlotControl!$C$6-1),1,1),OFFSET('1EPond'!$D$10,12*$X245,4*(PlotControl!$C$6-1),1,1))","v":16633},{"$f":"IF(X245<=7,OFFSET('2EPond'!$E$10,12*$X245,4*(PlotControl!$C$6-1),1,1),OFFSET('1EPond'!$E$10,12*$X245,4*(PlotControl!$C$6-1),1,1))","v":21363}]

{"sheet":"1EPond","index":4,"n_rows":2410,"n_cols":109,"rows_kept":562,"cut":true,"hidden":false,"merged":[[5,1,5,3]],"bounds":{"rows_first":250,"rows_last":62,"rows_between":250,"halvings":3}}
[{"$f":"A7","v":"! GoldSim Time History Results,GSVersion:10.50.300"}]
[{"$f":"B7","v":"Result:Statistics"}]
[{"$f":"C7","v":"Element:\\Results\\PROJECT_results\\Mine_Features_Results\\FTB_Concs\\Pond1E_Concentrations"}]
[{"$f":"D7","v":"Model:C:\\Tailings Basin\\Version 6.0\\NorthMet_PlantSite_FEIS_BiggerWWTP.gsm"}]
[{"$f":"E7","v":"Time:12/15/2014 16:12:17"}]
["Copied","2014-12-16T08:38:41"]
["! GoldSim Time History Results,GSVersion:10.50.300","Result:Statistics","Element:\\Results\\PROJECT_results\\Mine_Features_Results\\FTB_Concs\\Pond1E_Concentrations","Model:C:\\Tailings Basin\\Version 6.0\\NorthMet_PlantSite_FEIS_BiggerWWTP.gsm","Time:12/15/2014 16:12:17"]
["!Statistics"]
["Time (yr)","Cell1E_Pond_Quality.Concentration_in_Water[Ag] [ug/L],Mean","Cell1E_Pond_Quality.Concentration_in_Water[Ag] [ug/L],10%","Cell1E_Pond_Quality.Concentration_in_Water[Ag] [ug/L],Median","Cell1E_Pond_Quality.Concentration_in_Water[Ag] [ug/L],90%","Cell1E_Pond_Quality.Concentration_in_Water[Al] [ug/L],Mean","Cell1E_Pond_Quality.Concentration_in_Water[Al] [ug/L],10%","Cell1E_Pond_Quality.Concentration_in_Water[Al] [ug/L],Median","Cell1E_Pond_Quality.Concentration_in_Water[Al] [ug/L],90%","Cell1E_Pond_Quality.Concentration_in_Water[Alk] [ug/L],Mean","Cell1E_Pond_Quality.Concentration_in_Water[Alk] [ug/L],10%","Cell1E_Pond_Quality.Concentration_in_Water[Alk] [ug/L],Median","Cell1E_Pond_Quality.Concentration_in_Water[Alk] [ug/L],90%","Cell1E_Pond_Quality.Concentration_in_Water[As] [ug/L],Mean","Cell1E_Pond_Quality.Concentration_in_Water[As] [ug/L],10%","Cell1E_Pond_Quality.Concentration_in_Water[As] [ug/L],Median","Cell1E_Pond_Quality.Concentration_in_Water[As] [ug/L],90%","Cell1E_Pond_Quality.Concentration_in_Water[B] [ug/L],Mean","Cell1E_Pond_Quality.Concentration_in_Water[B] [ug/L],10%","Cell1E_Pond_Quality.Concentration_in_Water[B] [ug/L],Median","Cell1E_Pond_Quality.Concentration_in_Water[B] [ug/L],90%","Cell1E_Pond_Quality.Concentration_in_Water[Ba] [ug/L],Mean","Cell1E_Pond_Quality.Concentration_in_Water[Ba] [ug/L],10%","Cell1E_Pond_Quality.Concentration_in_Water[Ba] [ug/L],Median","Cell1E_Pond_Quality.Concentration_in_Water[Ba] [ug/L],90%","Cell1E_Pond_Quality.Concentration_in_Water[Be] [ug/L],Mean","Cell1E_Pond_Quality.Concentration_in_Water[Be] [ug/L],10%","Cell1E_Pond_Quality.Concentration_in_Water[Be] [ug/L],Median","Cell1E_Pond_Quality.Concentration_in_Water[Be] [ug/L],90%","Cell1E_Pond_Quality.Concentration_in_Water[Ca] [ug/L],Mean","Cell1E_Pond_Quality.Concentration_in_Water[Ca] [ug/L],10%","Cell1E_Pond_Quality.Concentration_in_Water[Ca] [ug/L],Median","Cell1E_Pond_Quality.Concentration_in_Water[Ca] [ug/L],90%","Cell1E_Pond_Quality.Concentration_in_Water[Cd] [ug/L],Mean","Cell1E_Pond_Quality.Concentration_in_Water[Cd] [ug/L],10%","Cell1E_Pond_Quality.Concentration_in_Water[Cd] [ug/L],Median","Cell1E_Pond_Quality.Concentration_in_Water[Cd] [ug/L],90%","Cell1E_Pond_Quality.Concentration_in_Water[Cl] [ug/L],Mean","Cell1E_Pond_Quality.Concentration_in_Water[Cl] [ug/L],10%","Cell1E_Pond_Quality.Concentration_in_Water[Cl] [ug/L],Median","Cell1E_Pond_Quality.Concentration_in_Water[Cl] [ug/L],90%","Cell1E_Pond_Quality.Concentration_in_Water[Co] [ug/L],Mean","Cell1E_Pond_Quality.Concentration_in_Water[Co] [ug/L],10%","Cell1E_Pond_Quality.Concentration_in_Water[Co] [ug/L],Median","Cell1E_Pond_Quality.Concentration_in_Water[Co] [ug/L],90%","Cell1E_Pond_Quality.Concentration_in_Water[Cr] [ug/L],Mean","Cell1E_Pond_Quality.Concentration_in_Water[Cr] [ug/L],10%","Cell1E_Pond_Quality.Concentration_in_Water[Cr] [ug/L],Median","Cell1E_Pond_Quality.Concentration_in_Water[Cr] [ug/L],90%","Cell1E_Pond_Quality.Concentration_in_Water[Cu] [ug/L],Mean","Cell1E_Pond_Quality.Concentration_in_Water[Cu] [ug/L],10%","Cell1E_Pond_Quality.Concentration_in_Water[Cu] [ug/L],Median","Cell1E_Pond_Quality.Concentration_in_Water[Cu] [ug/L],90%","Cell1E_Pond_Quality.Concentration_in_Water[F] [ug/L],Mean","Cell1E_Pond_Quality.Concentration_in_Water[F] [ug/L],10%","Cell1E_Pond_Quality.Concentration_in_Water[F] [ug/L],Median","Cell1E_Pond_Quality.Concentration_in_Water[F] [ug/L],90%","Cell1E_Pond_Quality.Concentration_in_Water[Fe] [ug/L],Mean","Cell1E_Pond_Quality.Concentration_in_Water[Fe] [ug/L],10%","Cell1E_Pond_Quality.Concentration_in_Water[Fe] [ug/L],Median","Cell1E_Pond_Quality.Concentration_in_Water[Fe] [ug/L],90%","Cell1E_Pond_Quality.Concentration_in_Water[K] [ug/L],Mean","Cell1E_Pond_Quality.Concentration_in_Water[K] [ug/L],10%","Cell1E_Pond_Quality.Concentration_in_Water[K] [ug/L],Median","Cell1E_Pond_Quality.Concentration_in_Water[K] [ug/L],90%","Cell1E_Pond_Quality.Concentration_in_Water[Mg] [ug/L],Mean","Cell1E_Pond_Quality.Concentration_in_Water[Mg] [ug/L],10%","Cell1E_Pond_Quality.Concentration_in_Water[Mg] [ug/L],Median","Cell1E_Pond_Quality.Concentration_in_Water[Mg] [ug/L],90%","Cell1E_Pond_Quality.Concentration_in_Water[Mn] [ug/L],Mean","Cell1E_Pond_Quality.Concentration_in_Water[Mn] [ug/L],10%","Cell1E_Pond_Quality.Concentration_in_Water[Mn] [ug/L],Median","Cell1E_Pond_Quality.Concentration_in_Water[Mn] [ug/L],90%","Cell1E_Pond_Quality.Concentration_in_Water[Na] [ug/L],Mean","Cell1E_Pond_Quality.Concentration_in_Water[Na] [ug/L],10%","Cell1E_Pond_Quality.Concentration_in_Water[Na] [ug/L],Median","Cell1E_Pond_Quality.Concentration_in_Water[Na] [ug/L],90%","Cell1E_Pond_Quality.Concentration_in_Water[Ni] [ug/L],Mean","Cell1E_Pond_Quality.Concentration_in_Water[Ni] [ug/L],10%","Cell1E_Pond_Quality.Concentration_in_Water[Ni] [ug/L],Median","Cell1E_Pond_Quality.Concentration_in_Water[Ni] [ug/L],90%","Cell1E_Pond_Quality.Concentration_in_Water[Pb] [ug/L],Mean","Cell1E_Pond_Quality.Concentration_in_Water[Pb] [ug/L],10%","Cell1E_Pond_Quality.Concentration_in_Water[Pb] [ug/L],Median","Cell1E_Pond_Quality.Concentration_in_Water[Pb] [ug/L],90%","Cell1E_Pond_Quality.Concentration_in_Water[Sb] [ug/L],Mean","Cell1E_Pond_Quality.Concentration_in_Water[Sb] [ug/L],10%","Cell1E_Pond_Quality.Concentration_in_Water[Sb] [ug/L],Median","Cell1E_Pond_Quality.Concentration_in_Water[Sb] [ug/L],90%","Cell1E_Pond_Quality.Concentration_in_Water[Se] [ug/L],Mean","Cell1E_Pond_Quality.Concentration_in_Water[Se] [ug/L],10%","Cell1E_Pond_Quality.Concentration_in_Water[Se] [ug/L],Median","Cell1E_Pond_Quality.Concentration_in_Water[Se] [ug/L],90%","Cell1E_Pond_Quality.Concentration_in_Water[SO4] [ug/L],Mean","Cell1E_Pond_Quality.Concentration_in_Water[SO4] [ug/L],10%","Cell1E_Pond_Quality.Concentration_in_Water[SO4] [ug/L],Median","Cell1E_Pond_Quality.Concentration_in_Water[SO4] [ug/L],90%","Cell1E_Pond_Quality.Concentration_in_Water[Tl] [ug/L],Mean","Cell1E_Pond_Quality.Concentration_in_Water[Tl] [ug/L],10%","Cell1E_Pond_Quality.Concentration_in_Water[Tl] [ug/L],Median","Cell1E_Pond_Quality.Concentration_in_Water[Tl] [ug/L],90%","Cell1E_Pond_Quality.Concentration_in_Water[V] [ug/L],Mean","Cell1E_Pond_Quality.Concentration_in_Water[V] [ug/L],10%","Cell1E_Pond_Quality.Concentration_in_Water[V] [ug/L],Median","Cell1E_Pond_Quality.Concentration_in_Water[V] [ug/L],90%","Cell1E_Pond_Quality.Concentration_in_Water[Zn] [ug/L],Mean","Cell1E_Pond_Quality.Concentration_in_Water[Zn] [ug/L],10%","Cell1E_Pond_Quality.Concentration_in_Water[Zn] [ug/L],Median","Cell1E_Pond_Quality.Concentration_in_Water[Zn] [ug/L],90%"]
[0,0.1,0.1,0.1,0.1,6.2180999999999997,4.7586000000000004,6.1185,7.8650000000000002,52854,42430,52300,65004,4.7,4.7,4.7,4.7,100,100,100,100,31.414000000000001,31.414000000000001,31.414000000000001,31.414000000000001,0.2,0.2,0.2,0.2,26000,26000,26000,26000,9.9918999999999994E-2,0.1,0.1,0.1,23000,23000,23000,23000,0.6,0.6,0.6,0.6,0.5,0.5,0.5,0.5,1.3,1.3,1.3,1.3,5900,5900,5900,5900,24.675000000000001,23.736999999999998,25,25,8700,8700,8700,8700,47000,47000,47000,47000,48,48,48,48,78000,78000,78000,78000,1.3,1.3,1.3,1.3,1.6,1.6,1.6,1.6,0.25,0.25,0.25,0.25,0.5,0.5,0.5,0.5,95000,95000,95000,95000,0.17,0.17,0.17,0.17,5.41,5.41,5.41,5.41,13,13,13,13]
[8.3333299999999999E-2,9.5815999999999998E-2,9.5212000000000005E-2,9.5802999999999999E-2,9.6464999999999995E-2,6.2180999999999997,4.7586000000000004,6.1185,7.8650000000000002,52854,42430,52300,65004,4.4862000000000002,4.4611999999999998,4.4851999999999999,4.5141,100,100,100,100,31.414000000000001,31.414000000000001,31.414000000000001,31.414000000000001,0.18965000000000001,0.18808,0.18958,0.19119,25072,24954,25065,25202,0.10242999999999999,0.10115,0.10248,0.10397000000000001,21814,21667,21806,21975,0.57421,0.57098000000000004,0.57401000000000002,0.57779000000000003,0.47927999999999998,0.47509000000000001,0.47932000000000002,0.48332000000000003,1.2627999999999999,1.2531000000000001,1.2625999999999999,1.2730999999999999,5427,5376.8,5421.9,5484.8,25.117000000000001,23.774999999999999,24.875,26.977,8537.6,8498.9,8538.7000000000007,8575.6,45658,45476,45650,45849,47.676000000000002,47.488999999999997,47.634999999999998,47.86,73804,73322,73770,74335,1.4151,1.3787,1.4151,1.4518,1.5302,1.5182,1.5297000000000001,1.5424,0.30135000000000001,0.28927999999999998,0.30110999999999999,0.3135,0.48009000000000002,0.47743000000000002,0.47992000000000001,0.48315000000000002,92366,91997,92340,92737,0.15992000000000001,0.15878,0.15983,0.16120000000000001,5.0915999999999997,5.0556999999999999,5.0891999999999999,5.1310000000000002,13.042,12.912000000000001,13.041,13.173999999999999]
[0.16666700000000001,9.3498999999999999E-2,8.9857000000000006E-2,9.2931E-2,9.8040000000000002E-2,6.2180999999999997,4.7586000000000004,6.1185,7.8650000000000002,52854,42430,52300,65004,3.7618,3.7071000000000001,3.7574000000000001,3.8180999999999998,100,100,100,100,31.698,31.658000000000001,31.701000000000001,31.739000000000001,0.16424,0.16020999999999999,0.16399,0.16839000000000001,22215,21860,22192,22588,0.12411,0.11699,0.12443,0.13109999999999999,18385,18074,18364,18738,0.71984000000000004,0.58174999999999999,0.69005000000000005,0.90264,0.44671,0.43286999999999998,0.44653999999999999,0.46045000000000003,10.443,5.1166999999999998,9.4991000000000003,16.777000000000001,4096,4030.6,4088.1,4177.1000000000004,36.74,23.774999999999999,39.189,45.975999999999999,7665.6,7538.4,7662.6,7802.8,39218,38837,39180,39679,131.33000000000001,127.91,130.79,135.63,60884,60014,60846,61851,5.8997000000000002,3.2765,5.3110999999999997,9.4222999999999999,1.3757999999999999,1.3357000000000001,1.3734,1.4218,0.55676999999999999,0.50446000000000002,0.55767,0.61006000000000005,0.46305000000000002,0.45461000000000001,0.46309,0.47200999999999999,82132,80985,81986,83347,0.12764,0.12559000000000001,0.12745999999999999,0.12997,4.1542000000000003,4.0829000000000004,4.1459999999999999,4.2408999999999999,14.243,13.62,14.260999999999999,14.869]
[0.25,0.10492,9.4746999999999998E-2,0.10289,0.11828,6.2180999999999997,4.7586000000000004,6.1185,7.8650000000000002,52854,42430,52300,65004,3.4350000000000001,3.3498999999999999,3.4293999999999998,3.5293000000000001,100,100,100,100,32.912999999999997,32.758000000000003,32.930999999999997,33.061,0.15919,0.15328,0.15901999999999999,0.16477,21570,20992,21530,22146,0.15356,0.14230999999999999,0.15487999999999999,0.16628999999999999,17043,16582,17022,17509,1.1221000000000001,0.71508000000000005,1.0327999999999999,1.6728000000000001,0.46162999999999998,0.4415,0.46123999999999998,0.48170000000000002,22.116,11.382,18.434999999999999,41.264000000000003,3359.9,3312,3357,3414,39.064,23.774999999999999,39.189,53.707000000000001,7310,7121.5,7315.2,7505.4,36244,35884,36231,36653,179.48,145.19999999999999,192.98,205.95,54677,53606,54645,55817,14.132,6.3129999999999997,12.382,24.571000000000002,1.3787,1.2995000000000001,1.3706,1.4684999999999999,0.83045999999999998,0.74141000000000001,0.83365999999999996,0.92395000000000005,0.49584,0.48055999999999999,0.49603999999999998,0.51161999999999996,80202,78453,79967,82276,0.11043,0.10796,0.11001,0.11328000000000001,3.7412000000000001,3.6029,3.7193000000000001,3.9104999999999999,16.471,15.372,16.527000000000001,17.611000000000001]
[0.33333299999999999,0.12095,0.10408000000000001,0.11805,0.14494000000000001,6.2180999999999997,4.7586000000000004,6.1185,7.8650000000000002,52854,42430,52300,65004,3.3761999999999999,3.2469999999999999,3.3595000000000002,3.5215000000000001,99.998999999999995,100,100,100,33.165999999999997,32.893999999999998,33.195,33.398000000000003,0.16467999999999999,0.15816,0.16417000000000001,0.17188000000000001,22080,21378,22046,22816,0.18418999999999999,0.16841,0.18612000000000001,0.20244000000000001,17071,16384,17053,17747,1.6221000000000001,0.90751999999999999,1.4644999999999999,2.5798000000000001,0.49729000000000001,0.46851999999999999,0.49586999999999998,0.52617999999999998,31.369,15.683999999999999,24.771000000000001,58.517000000000003,3019.2,2956.4,3028,3071.7,39.064,23.774999999999999,39.189,53.707000000000001,7382.5,7109.4,7378.4,7645.6,35902,35251,35985,36473,203.75,145.19999999999999,212.71,261.26,53137,51586,53150,54741,23.402999999999999,9.6275999999999993,20.337,42.000999999999998,1.4631000000000001,1.3399000000000001,1.4446000000000001,1.6141000000000001,1.0951,0.97402,1.1009,1.2234,0.54156000000000004,0.51975000000000005,0.54110999999999998,0.56630999999999998,83509,81165,83473,86035,0.10334,0.1003,0.10297000000000001,0.10662000000000001,3.6417999999999999,3.3950999999999998,3.5987,3.9590999999999998,19.143999999999998,17.564,19.218,20.745000000000001]
[0.41666700000000001,0.13531000000000001,0.11362999999999999,0.13253000000000001,0.16311999999999999,6.2180999999999997,4.7586000000000004,6.1185,7.8650000000000002,52851,42430,52300,65004,3.3879999999999999,3.2271000000000001,3.3698000000000001,3.5842000000000001,99.887,99.960999999999999,100,100,32.74,32.427,32.741999999999997,33.034999999999997,0.17230999999999999,0.16414000000000001,0.17188999999999999,0.18126,22798,21993,22795,23620,0.21199999999999999,0.19120999999999999,0.21462000000000001,0.23566000000000001,17453,16607,17438,18332,2.109,1.099,1.8796999999999999,3.4752000000000001,0.53322999999999998,0.49831999999999999,0.53010999999999997,0.57033999999999996,37.914000000000001,18.004999999999999,28.759,72.192999999999998,2810.5,2731.3,2823.1,2875.4,39.064,23.774999999999999,39.189,53.707000000000001,7564.3,7228.6,7573.5,7897.4,36397,35557,36519,37117,206.56,145.19999999999999,212.71,274.88,53010,51189,53030,54932,32.29,12.791,27.896999999999998,59.027000000000001,1.5597000000000001,1.3977999999999999,1.5324,1.7648999999999999,1.3371,1.1734,1.3408,1.5,0.58245999999999998,0.55252000000000001,0.58162000000000003,0.61682000000000003,88159,85134,88350,90914,9.9434999999999996E-2,9.5730999999999997E-2,9.9222000000000005E-2,0.10303,3.6274000000000002,3.2953999999999999,3.556,4.0716000000000001,21.692,19.632000000000001,21.774999999999999,23.678999999999998]
[0.5,0.14662,0.12167,0.14610999999999999,0.17285,6.2180999999999997,4.7586000000000004,6.1185,7.8650000000000002,52767,42347,52300,64907,3.4079999999999999,3.2077,3.3782000000000001,3.6375999999999999,99.290999999999997,98.105999999999995,99.608000000000004,100,32.045999999999999,31.738,32.055999999999997,32.347999999999999,0.17968999999999999,0.16993,0.17960999999999999,0.18934999999999999,23488,22580,23493,24394,0.2369,0.21210000000000001,0.24077000000000001,0.26488,17867,16833,17840,18939,2.5594000000000001,1.2734000000000001,2.2826,4.2858999999999998,0.56184000000000001,0.52093,0.56003999999999998,0.60360000000000003,42.454999999999998,19.513000000000002,31.859000000000002,84.480999999999995,2646.9,2556.1,2656.9,2719.5,39.064,23.774999999999999,39.189,53.707000000000001,7770.9,7378.3,7780.8,8145.3,37126,36042,37217,38011,206.56,145.19999999999999,212.71,274.88,53269,50899,53314,55554,40.57,15.695,34.631999999999998,74.534999999999997,1.6523000000000001,1.4537,1.6163000000000001,1.9036999999999999,1.56,1.3591,1.5613999999999999,1.7519,0.61607000000000001,0.57730999999999999,0.61624000000000001,0.65837000000000001,92982,89534,93145,96089,9.6647999999999998E-2,9.2537999999999995E-2,9.6397999999999998E-2,0.10048,3.6337999999999999,3.2227000000000001,3.5347,4.1877000000000004,24.021999999999998,21.477,24.012,26.468]
[0.58333299999999999,0.15722,0.13025999999999999,0.15912000000000001,0.18078,6.218,4.7586000000000004,6.1185,7.8650000000000002,52603,42306,52092,64698,3.4727999999999999,3.2403,3.4453,3.7422,99.087999999999994,97.661000000000001,99.426000000000002,100,31.164000000000001,30.789000000000001,31.201000000000001,31.507000000000001,0.18879000000000001,0.17782000000000001,0.18856000000000001,0.19980000000000001,24388,23371,24411,25397,0.26251999999999998,0.23208000000000001,0.26735999999999999,0.29561999999999999,18495,17302,18476,19796,3.0082,1.4498,2.6789999999999998,5.0945,0.59292,0.54668000000000005,0.59150000000000003,0.64419000000000004,45.969000000000001,20.829000000000001,33.843000000000004,93.700999999999993,2539.4,2445.9,2548.9,2618.1999999999998,39.064,23.774999999999999,39.189,53.707000000000001,8078.2,7651.4,8101.8,8500.2999999999993,38343,37151,38423,39371,206.56,145.19999999999999,212.71,274.88,54336,51737,54410,56932,48.793999999999997,18.594999999999999,41.512,89.814999999999998,1.7612000000000001,1.5288999999999999,1.718,2.0573000000000001,1.7883,1.5649999999999999,1.7921,2.0089999999999999,0.65286999999999995,0.60707,0.65161000000000002,0.70430000000000004,98763,95024,98986,102070,9.5661999999999997E-2,9.1179999999999997E-2,9.5415E-2,9.9708000000000005E-2,3.6924000000000001,3.1995,3.5746000000000002,4.3438999999999997,26.459,23.594999999999999,26.492000000000001,29.257999999999999]
[0.66666700000000001,0.16617999999999999,0.13827,0.17111999999999999,0.18659000000000001,6.2176,4.7586000000000004,6.1185,7.8650000000000002,52489,42257,51946,64644,3.5413999999999999,3.2873999999999999,3.5064000000000002,3.8515000000000001,99.1,97.533000000000001,99.525999999999996,100,30.414999999999999,29.942,30.47,30.814,0.19786000000000001,0.18629000000000001,0.19732,0.21015,25295,24184,25315,26348,0.28720000000000001,0.24807999999999999,0.29420000000000002,0.32654,19132,17779,19111,20606,3.4436,1.6315999999999999,3.0583,5.8760000000000003,0.62294000000000005,0.57240999999999997,0.62192000000000003,0.67827999999999999,48.557000000000002,21.556000000000001,35.417000000000002,100.1,2442.5,2341.1,2450.5,2531.3000000000002,39.064,23.774999999999999,39.189,53.707000000000001,8386.7999999999993,7919.4,8405.4,8853.7999999999993,39571,38253,39680,40762,206.56,145.19999999999999,212.71,274.88,55469,52549,55581,58404,56.792000000000002,21.425000000000001,48.274000000000001,104.42,1.87,1.5922000000000001,1.8192999999999999,2.2075999999999998,2.0112999999999999,1.7511000000000001,2.0122,2.2625999999999999,0.68947000000000003,0.63812000000000002,0.68720999999999999,0.74704000000000004,104470,100210,104610,108230,9.4774999999999998E-2,9.0023000000000006E-2,9.4492999999999994E-2,9.9141000000000007E-2,3.758,3.1783000000000001,3.6187999999999998,4.5118999999999998,28.802,25.298999999999999,28.850999999999999,31.934000000000001]
[0.75,0.17188999999999999,0.14465,0.1792,0.18892999999999999,6.2152000000000003,4.7586000000000004,6.1185,7.8577000000000004,52083,41989,51538,63983,3.5569999999999999,3.2847,3.5169999999999999,3.8959999999999999,98.472999999999999,96.564999999999998,98.700999999999993,100,29.533000000000001,28.957999999999998,29.591000000000001,30.044,0.20402000000000001,0.19131000000000001,0.20394999999999999,0.21706,25854,24680,25885,27028,0.30691000000000002,0.26468000000000003,0.31541999999999998,0.35114000000000001,19485,17962,19421,21037,3.8148,1.78,3.3761000000000001,6.5716000000000001,0.64568999999999999,0.59033999999999998,0.64439999999999997,0.70426999999999995,49.966000000000001,21.902000000000001,36.19,105.32,2310.1,2201,2313.6,2408.6999999999998,39.064,23.774999999999999,39.189,53.707000000000001,8564.5,8049.7,8582.2999999999993,9097.6,40167,38729,40225,41494,206.56,145.19999999999999,212.71,274.88,55745,52481,55917,58897,63.65,23.765999999999998,53.972000000000001,117.31,1.9493,1.6307,1.8859999999999999,2.3414999999999999,2.1976,1.9137,2.2008000000000001,2.4681999999999999,0.71750999999999998,0.65925,0.7137,0.78197000000000005,108450,103800,108580,112700,9.2476000000000003E-2,8.7451000000000001E-2,9.2277999999999999E-2,9.7207000000000002E-2,3.7669999999999999,3.1074000000000002,3.6088,4.6102999999999996,30.623999999999999,26.701000000000001,30.731000000000002,34.22]
[0.83333299999999999,0.17702000000000001,0.15057000000000001,0.18429000000000001,0.19112999999999999,6.2160000000000002,4.7586000000000004,6.1185,7.8468999999999998,51987,41837,51404,63865,3.5909,3.2932000000000001,3.5413000000000001,3.9621,98.430999999999997,96.534999999999997,98.57,100,28.983000000000001,28.462,29.001000000000001,29.507000000000001,0.21085999999999999,0.19719,0.21121000000000001,0.22461999999999999,26505,25286,26557,27739,0.32649,0.27721000000000001,0.33681,0.37525999999999998,19933,18329,19829,21628,4.1792999999999996,1.9198,3.6917,7.2651000000000003,0.66959999999999997,0.61229999999999996,0.66829000000000005,0.73019999999999996,51.171999999999997,22.305,36.829000000000001,107.22,2200.4,2094,2204.6,2299.4,39.064,23.774999999999999,39.189,53.707000000000001,8777.6,8199.4,8788.7000000000007,9339.4,40945,39480,41032,42288,206.56,145.19999999999999,212.71,274.88,56324,52984,56516,59717,70.346999999999994,26.190999999999999,59.732999999999997,129.43,2.0333999999999999,1.6908000000000001,1.9668000000000001,2.4653999999999998,2.3826999999999998,2.0836000000000001,2.3893,2.6720000000000002,0.74656,0.68283000000000005,0.74316000000000004,0.81576000000000004,112750,107900,112880,117080,9.0859999999999996E-2,8.5625000000000007E-2,9.0703000000000006E-2,9.5979999999999996E-2,3.7959000000000001,3.0716999999999999,3.6190000000000002,4.7464000000000004,32.427999999999997,28.161000000000001,32.654000000000003,36.353999999999999]
[0.91666700000000001,0.18129000000000001,0.15753,0.18786,0.19275,6.2171000000000003,4.7586000000000004,6.1185,7.8647999999999998,52016,41791,51427,63937,3.6337000000000002,3.3157000000000001,3.5727000000000002,4.0433000000000003,98.616,97.149000000000001,98.715999999999994,99.933999999999997,28.568999999999999,28.132999999999999,28.562000000000001,29.027999999999999,0.21773999999999999,0.20351,0.21803,0.23182,27159,25956,27205,28359,0.34555999999999998,0.2888,0.35748999999999997,0.39933000000000002,20416,18688,20312,22278,4.5368000000000004,2.0531000000000001,3.9942000000000002,7.9339000000000004,0.69257999999999997,0.63275999999999999,0.69189999999999996,0.75531000000000004,52.158999999999999,22.664000000000001,37.186999999999998,110.1,2106,1996.3,2111.1999999999998,2208.6,39.064,23.774999999999999,39.189,53.707000000000001,9005.7000000000007,8377.1,9031,9588.2999999999993,41786,40286,41894,43107,206.56,145.19999999999999,212.71,274.88,57056,53329,57239,60652,76.930000000000007,28.59,65.635999999999996,141.57,2.1196999999999999,1.7604,2.0514000000000001,2.5893000000000002,2.5661,2.2442000000000002,2.5754000000000001,2.8807,0.77522999999999997,0.70623999999999998,0.77141999999999999,0.85019,117130,112210,117230,121560,8.967E-2,8.4326999999999999E-2,8.9510000000000006E-2,9.4888E-2,3.8365,3.0590999999999999,3.6509999999999998,4.9101999999999997,34.192,29.349,34.554000000000002,38.548000000000002]
[1,0.18406,0.16311,0.18981000000000001,0.19336,6.2167000000000003,4.7586000000000004,6.1185,7.8650000000000002,51925,41717,51386,63741,3.6608999999999998,3.319,3.5910000000000002,4.1001000000000003,98.596999999999994,97.460999999999999,98.652000000000001,99.602999999999994,28.163,27.797999999999998,28.158999999999999,28.547000000000001,0.22267000000000001,0.20802999999999999,0.22278999999999999,0.2369,27679,26524,27736,28862,0.36224000000000001,0.29353000000000001,0.37404999999999999,0.42048999999999997,20658,18836,20480,22631,4.8593000000000002,2.1690999999999998,4.2842000000000002,8.5356000000000005,0.71155000000000002,0.65061999999999998,0.70945999999999998,0.77637999999999996,52.783000000000001,22.744,37.463000000000001,111.2,2009.8,1894.6,2018.6,2116.6999999999998,39.064,23.774999999999999,39.189,53.707000000000001,9159.6,8520.9,9182.9,9762.5,42349,40784,42507,43649,206.56,145.19999999999999,212.71,274.88,57313,53542,57494,60979,82.926000000000002,30.806999999999999,70.777000000000001,153.13999999999999,2.1831,1.8002,2.109,2.6775000000000002,2.7330999999999999,2.3845999999999998,2.7399,3.0703,0.80003999999999997,0.72585,0.79620999999999997,0.88010999999999995,120760,115770,120920,125260,8.8427000000000006E-2,8.2951999999999998E-2,8.8308999999999999E-2,9.3949000000000005E-2,3.8666999999999998,3.0272000000000001,3.6549,5.0362999999999998,35.716999999999999,30.414999999999999,36.195,40.548999999999999]
[1.0833299999999999,0.18667,0.16928000000000001,0.19164,0.19402,6.2148000000000003,4.7586000000000004,6.1185,7.8601999999999999,51955,41739,51372,63792,3.7008000000000001,3.3355000000000001,3.6371000000000002,4.1783000000000001,98.799000000000007,98.027000000000001,98.816999999999993,99.497,27.899000000000001,27.602,27.885999999999999,28.209,0.22775999999999999,0.21292,0.22791,0.24167,28227,27175,28273,29366,0.38185999999999998,0.29971999999999999,0.39695000000000003,0.44618999999999998,20870,19018,20683,22977,5.1726000000000001,2.3071999999999999,4.5755999999999997,9.1163000000000007,0.73558999999999997,0.67598999999999998,0.73426999999999998,0.80096000000000001,53.347999999999999,22.965,37.731000000000002,112.41,1923,1796.1,1930.6,2036.6,39.064,23.774999999999999,39.189,53.707000000000001,9345.2999999999993,8662.5,9377.7000000000007,9974.7999999999993,42885,41261,43004,44305,206.56,145.19999999999999,212.71,274.88,57710,53566,57809,61646,88.766999999999996,32.978999999999999,75.808000000000007,164.68,2.2524000000000002,1.8523000000000001,2.1671,2.7873000000000001,2.9306999999999999,2.5550999999999999,2.9359999999999999,3.2890000000000001,0.83026,0.75461999999999996,0.82720000000000005,0.91127000000000002,124470,119140,124690,129260,8.7701000000000001E-2,8.1913E-2,8.7509000000000003E-2,9.3563999999999994E-2,3.9095,3.0177,3.6764999999999999,5.1679000000000004,37.523000000000003,31.079000000000001,38.162999999999997,42.883000000000003]
[1.1666700000000001,0.18903,0.17488999999999999,0.19303999999999999,0.19472999999999999,6.2107999999999999,4.7586000000000004,6.1182999999999996,7.85,52048,41820,51439,63936,3.7509999999999999,3.3689,3.6793,4.2621000000000002,99.091999999999999,98.578000000000003,99.102000000000004,99.581999999999994,27.689,27.36,27.673999999999999,28.021000000000001,0.23330000000000001,0.21770999999999999,0.2334,0.24798999999999999,28791,27775,28865,29882,0.40316000000000002,0.30055999999999999,0.42101,0.47377999999999998,21129,19171,20952,23358,5.4753999999999996,2.4281999999999999,4.8571999999999997,9.6236999999999995,0.76322000000000001,0.69984000000000002,0.76217999999999997,0.82887,53.862000000000002,23.128,37.996000000000002,113.48,1845.2,1711,1853.1,1964.1,39.064,23.774999999999999,39.189,53.707000000000001,9568,8849.6,9594.4,10233,43442,41707,43551,44933,206.56,145.19999999999999,212.71,274.88,58330,53972,58415,62365,94.415000000000006,35.234999999999999,80.765000000000001,174.99,2.3279999999999998,1.8982000000000001,2.2364999999999999,2.8814000000000002,3.1482999999999999,2.7566000000000002,3.1473,3.5350000000000001,0.86400999999999994,0.78576999999999997,0.86046,0.94603000000000004,128280,122770,128510,133330,8.7317000000000006E-2,8.1182000000000004E-2,8.7161000000000002E-2,9.3409000000000006E-2,3.9599000000000002,3.0011999999999999,3.7027999999999999,5.2809999999999997,39.488,31.835999999999999,40.329000000000001,45.566000000000003]
[1.25,0.19144,0.18253,0.19441,0.19583,6.2141999999999999,4.7586000000000004,6.1185,7.8609,52274,42097,51658,64293,3.8098999999999998,3.4055,3.7349000000000001,4.3513999999999999,99.539000000000001,99.042000000000002,99.631,100,27.548999999999999,27.201000000000001,27.536999999999999,27.911000000000001,0.23937,0.22348000000000001,0.23960999999999999,0.25469000000000003,29421,28434,29465,30492,0.42455999999999999,0.30218,0.44613999999999998,0.50277000000000005,21456,19425,21280,23795,5.7720000000000002,2.5438000000000001,5.1081000000000003,9.9532000000000007,0.79330999999999996,0.72792000000000001,0.79249000000000003,0.86334,54.378999999999998,23.268999999999998,38.231000000000002,114.24,1775.7,1646.9,1783.4,1892.1,39.064,23.774999999999999,39.189,53.707000000000001,9815.6,9103.1,9852.1,10471,44073,42334,44189,45519,206.56,145.19999999999999,212.71,274.88,59129,54618,59225,63308,99.91,37.652000000000001,86.457999999999998,183.48,2.4081999999999999,1.9655,2.3037999999999998,2.9870000000000001,3.3681999999999999,2.9809999999999999,3.3653,3.7726000000000002,0.90015999999999996,0.81720999999999999,0.89632999999999996,0.98711000000000004,132210,126810,132440,137430,8.7193999999999994E-2,8.1136E-2,8.6932999999999996E-2,9.3382999999999994E-2,4.0174000000000003,3.0059,3.7559999999999998,5.3802000000000003,41.451000000000001,32.228999999999999,42.622999999999998,47.99]
[1.3333299999999999,0.19348000000000001,0.18842999999999999,0.19553000000000001,0.19732,6.2179000000000002,4.7586000000000004,6.1185,7.8650000000000002,52450,42310,51826,64320,3.8618999999999999,3.4512,3.7705000000000002,4.4062000000000001,99.552999999999997,98.677000000000007,99.822999999999993,100,27.344000000000001,26.919,27.343,27.757000000000001,0.24476999999999999,0.22827,0.24484,0.26057999999999998,30000,28938,30013,31074,0.44323000000000001,0.30309000000000003,0.46762999999999999,0.52730999999999995,21719,19622,21531,24136,6.0350000000000001,2.6871999999999998,5.2984999999999998,10.253,0.82391999999999999,0.75865000000000005,0.82343999999999995,0.89649999999999996,54.594000000000001,23.34,38.456000000000003,115.13,1701.4,1576,1709.6,1817.9,39.064,23.774999999999999,39.189,53.707000000000001,10014,9275.9,10041,10705,44534,42745,44695,46049,206.56,145.19999999999999,212.71,274.88,59661,55157,59756,63925,104.63,39.895000000000003,90.575000000000003,190.49,2.4750999999999999,2.0055999999999998,2.3679999999999999,3.0867,3.5630999999999999,3.1316999999999999,3.5638000000000001,4.0069999999999997,0.93486000000000002,0.85163999999999995,0.92842000000000002,1.0262,135410,129780,135760,140760,8.6749999999999994E-2,8.0598000000000003E-2,8.6357000000000003E-2,9.3370999999999996E-2,4.0556000000000001,3.0068000000000001,3.7787000000000002,5.4664999999999999,43.128,32.226999999999997,44.542999999999999,50.436]
[1.4166700000000001,0.19367000000000001,0.1903,0.19508,0.19755,6.2180999999999997,4.7586000000000004,6.1185,7.8650000000000002,52270,42091,51634,64135,3.8803000000000001,3.4460999999999999,3.7904,4.4382000000000001,98.994,97.578000000000003,99.338999999999999,100,26.96,26.434999999999999,26.983000000000001,27.462,0.24820999999999999,0.23150000000000001,0.24836,0.26466000000000001,30374,29274,30400,31467,0.45682,0.30029,0.48337999999999998,0.54800000000000004,21785,19681,21579,24257,6.2321999999999997,2.7587999999999999,5.5023999999999997,10.599,0.84665000000000001,0.77727000000000002,0.84470999999999996,0.92003999999999997,54.378,23.138000000000002,38.329000000000001,114.76,1616.1,1481.7,1624,1735.9,39.064,23.774999999999999,39.189,53.707000000000001,10115,9310.4,10131,10852,44689,42818,44869,46312,206.56,145.19999999999999,212.71,274.88,59657,54824,59712,64033,108.11,41.296999999999997,92.808999999999997,196.3,2.5163000000000002,2.0222000000000002,2.4127000000000001,3.1402000000000001,3.7151000000000001,3.2665000000000002,3.7088000000000001,4.1734999999999998,0.96050000000000002,0.87073999999999996,0.95540999999999998,1.0567,137460,131240,138010,143340,8.5778999999999994E-2,7.9075999999999994E-2,8.5427000000000003E-2,9.2471999999999999E-2,4.0551000000000004,2.9535,3.8018000000000001,5.4787999999999997,44.292999999999999,31.798999999999999,46.054000000000002,52.401000000000003]
[1.5,0.19270999999999999,0.18920000000000001,0.19367999999999999,0.19666,6.2180999999999997,4.7586000000000004,6.1185,7.8650000000000002,51907,41775,51386,63869,3.8849,3.4386000000000001,3.7888999999999999,4.4466000000000001,98.227999999999994,96.441999999999993,98.403999999999996,99.814999999999998,26.547000000000001,26.001000000000001,26.552,27.085999999999999,0.25103999999999999,0.23383000000000001,0.25135000000000002,0.26729999999999998,30643,29497,30662,31782,0.46820000000000001,0.29893999999999998,0.49933,0.56605000000000005,21803,19643,21541,24361,6.4046000000000003,2.8491,5.6757999999999997,10.888,0.86317999999999995,0.78703999999999996,0.86128000000000005,0.93676999999999999,54.104999999999997,22.91,38.069000000000003,114.85,1535.9,1411.4,1540.6,1653.1,39.064,23.774999999999999,39.189,53.707000000000001,10198,9379.6,10243,10954,44857,43060,44972,46571,206.56,145.19999999999999,212.71,274.88,59581,54884,59696,64281,111.23,42.976999999999997,95.244,196.96,2.5505,2.0604,2.4356,3.2040000000000002,3.8519000000000001,3.3734000000000002,3.8601000000000001,4.3377999999999997,0.97985,0.88793,0.97175999999999996,1.0799000000000001,139380,133240,139760,145520,8.4598999999999994E-2,7.7938999999999994E-2,8.4339999999999998E-2,9.1453999999999994E-2,4.0487000000000002,2.9108000000000001,3.7774999999999999,5.4343000000000004,45.247,31.626999999999999,47.188000000000002,54.06]
[1.5833299999999999,0.19350999999999999,0.18969,0.19417000000000001,0.19752,6.2179000000000002,4.7586000000000004,6.1185,7.8650000000000002,51971,41805,51309,64078,3.9424999999999999,3.4756,3.8389000000000002,4.5071000000000003,98.427999999999997,96.600999999999999,98.641000000000005,100,26.437999999999999,25.882000000000001,26.434000000000001,26.97,0.25696999999999998,0.23882,0.25711000000000001,0.27395000000000003,31273,30030,31304,32535,0.48474,0.30120000000000002,0.51712000000000002,0.59041999999999994,22122,19863,21880,24771,6.6592000000000002,2.9929000000000001,5.9263000000000003,11.374000000000001,0.88805999999999996,0.81100000000000005,0.88573999999999997,0.96599999999999997,54.423000000000002,22.971,38.25,115.73,1485.5,1358.1,1492,1597.4,39.064,23.774999999999999,39.189,53.707000000000001,10426,9536.4,10450,11243,45661,43798,45721,47492,206.56,145.19999999999999,212.71,274.88,60404,55622,60460,65160,115.8,45.540999999999997,99.23,205.55,2.6183999999999998,2.1082999999999998,2.5078,3.2845,4.0365000000000002,3.5335000000000001,4.0576999999999996,4.5303000000000004,1.0091000000000001,0.91232999999999997,1.0017,1.1154999999999999,143170,136440,143390,150010,8.4762000000000004E-2,7.8073000000000004E-2,8.4443000000000004E-2,9.1615000000000002E-2,4.1007999999999996,2.9281000000000001,3.8268,5.5347999999999997,46.698,31.901,48.814,56.445999999999998]
[1.6666700000000001,0.19436999999999999,0.19056000000000001,0.19481999999999999,0.19844000000000001,6.2176999999999998,4.7586000000000004,6.1185,7.8650000000000002,52082,41872,51563,64196,4.0058999999999996,3.516,3.8997999999999999,4.5867000000000004,98.712999999999994,96.93,99.007000000000005,100,26.338999999999999,25.814,26.327999999999999,26.876999999999999,0.2631,0.24459,0.26318999999999998,0.28114,31945,30602,32025,33285,0.50148000000000004,0.30246000000000001,0.53756999999999999,0.61516999999999999,22474,20206,22213,25261,6.9200999999999997,3.1082000000000001,6.1969000000000003,11.782999999999999,0.91356999999999999,0.83401000000000003,0.91134000000000004,0.99551999999999996,54.781999999999996,23.106000000000002,38.453000000000003,116.32,1441.3,1319.8,1447.8,1551.3,39.064,23.774999999999999,39.189,53.707000000000001,10671,9762.4,10701,11505,46523,44559,46578,48424,206.56,145.19999999999999,212.71,274.88,61346,56213,61375,66146,120.48,47.399000000000001,103.77,210.74,2.6903000000000001,2.1480999999999999,2.5762999999999998,3.3677999999999999,4.2248000000000001,3.7088999999999999,4.2298,4.7317999999999998,1.0396000000000001,0.93864000000000003,1.0308999999999999,1.1531,147150,140190,147210,153920,8.5134000000000001E-2,7.8326999999999994E-2,8.4714999999999999E-2,9.2133000000000007E-2,4.1628999999999996,2.9441999999999999,3.8923000000000001,5.6668000000000003,48.152999999999999,32.036999999999999,50.668999999999997,58.792999999999999]
[1.75,0.19341,0.18922,0.19377,0.19727,6.2145000000000001,4.7586000000000004,6.1185,7.8627000000000002,51812,41615,51254,63833,4.0106999999999999,3.5165000000000002,3.9003999999999999,4.6069000000000004,98.198999999999998,96.204999999999998,98.369,100,25.995000000000001,25.425000000000001,25.978000000000002,26.536000000000001,0.26535999999999998,0.24681,0.26522000000000001,0.28449000000000002,32172,30716,32281,33566,0.51066,0.30204999999999999,0.54637999999999998,0.63073999999999997,22502,20180,22178,25295,7.0643000000000002,3.1892999999999998,6.3658000000000001,12.084,0.92688999999999999,0.85138000000000003,0.92508999999999997,1.0102,54.534999999999997,23.048999999999999,38.344000000000001,115.52,1376.3,1256.7,1381.4,1485.9,39.064,23.774999999999999,39.189,53.707000000000001,10749,9838.6,10781,11570,46654,44596,46717,48628,206.56,145.19999999999999,212.71,274.88,61327,56130,61339,66313,123.1,48.779000000000003,106.47,213.95,2.7206999999999999,2.1680000000000001,2.6070000000000002,3.4152,4.3419999999999996,3.8206000000000002,4.3434999999999997,4.8654999999999999,1.0559000000000001,0.95079000000000002,1.0446,1.1715,148760,141680,148740,156020,8.4192000000000003E-2,7.7311000000000005E-2,8.3645999999999998E-2,9.1000999999999999E-2,4.1614000000000004,2.9217,3.9165000000000001,5.6974999999999998,48.887999999999998,31.623000000000001,51.414999999999999,59.912999999999997]
[1.8333299999999999,0.19355,0.18991,0.19384999999999999,0.19703000000000001,6.2159000000000004,4.7586000000000004,6.1185,7.8650000000000002,51825,41587,51395,63819,4.0359999999999996,3.5289999999999999,3.9304999999999999,4.6428000000000003,98.251999999999995,96.421000000000006,98.426000000000002,99.965999999999994,25.887,25.373000000000001,25.864999999999998,26.393999999999998,0.26889999999999997,0.25002000000000002,0.26913999999999999,0.28742000000000001,32552,31049,32634,33922,0.52173000000000003,0.30196000000000001,0.56118000000000001,0.64644999999999997,22659,20196,22326,25434,7.2405999999999997,3.2804000000000002,6.5258000000000003,12.461,0.94418999999999997,0.86655000000000004,0.94235999999999998,1.0281,54.622999999999998,22.96,38.295999999999999,115.23,1323.8,1209.5,1327.4,1428.8,39.064,23.774999999999999,39.189,53.707000000000001,10883,9966.1,10901,11737,47039,44955,47071,49002,206.56,145.19999999999999,212.71,274.88,61675,56359,61631,66685,126.27,50.343000000000004,109.86,220.18,2.7639,2.1829999999999998,2.6448,3.4740000000000002,4.4748999999999999,3.9312,4.4779,5.0105000000000004,1.0762,0.96960000000000002,1.0663,1.1924999999999999,151110,143900,151230,158690,8.3798999999999998E-2,7.7019000000000004E-2,8.3230999999999999E-2,9.0737999999999999E-2,4.1837,2.9049,3.9279999999999999,5.7812000000000001,49.811999999999998,31.794,52.832999999999998,61.442]
[1.9166700000000001,0.19400000000000001,0.19114999999999999,0.19427,0.19677,6.2172000000000001,4.7586000000000004,6.1185,7.8650000000000002,51915,41714,51405,63890,4.0728999999999997,3.5589,3.9607999999999999,4.6985999999999999,98.507999999999996,97.081999999999994,98.638999999999996,99.864000000000004,25.818000000000001,25.372,25.803999999999998,26.262,0.27299000000000001,0.25366,0.27257999999999999,0.29263,32975,31481,33103,34335,0.53376999999999997,0.30171999999999999,0.57621,0.66361999999999999,22880,20390,22604,25677,7.4328000000000003,3.3441000000000001,6.6649000000000003,12.837999999999999,0.96279000000000003,0.88265000000000005,0.96203000000000005,1.0468,54.825000000000003,23.071000000000002,38.277999999999999,115.11,1279.5999999999999,1169.5999999999999,1283.0999999999999,1383.9,39.064,23.774999999999999,39.189,53.707000000000001,11048,10132,11054,11909,47541,45585,47600,49546,206.56,145.19999999999999,212.71,274.88,62259,56956,62260,67344,129.75,51.677999999999997,113.43,224.51,2.8151000000000002,2.2109000000000001,2.6981999999999999,3.5617000000000001,4.6184000000000003,4.0792999999999999,4.6185,5.1749000000000001,1.0980000000000001,0.98794999999999999,1.0888,1.2190000000000001,153810,146400,153930,161550,8.3740999999999996E-2,7.6923000000000005E-2,8.3154000000000006E-2,9.0965000000000004E-2,4.2191000000000001,2.9051999999999998,3.9428000000000001,5.8532000000000002,50.825000000000003,32,54.109000000000002,62.904000000000003]
[2,0.19389999999999999,0.19169,0.19411,0.19600000000000001,6.2164000000000001,4.7586000000000004,6.1185,7.8650000000000002,51860,41723,51357,63711,4.0932000000000004,3.5724999999999998,3.9796999999999998,4.7401999999999997,98.525000000000006,97.400999999999996,98.591999999999999,99.558999999999997,25.693000000000001,25.300999999999998,25.68,26.091999999999999,0.27612999999999999,0.25630999999999998,0.27585999999999999,0.29553000000000001,33239,31799,33360,34524,0.54347000000000001,0.30044999999999999,0.5887,0.67842999999999998,22961,20410,22649,25839,7.5896999999999997,3.4022000000000001,6.7792000000000003,13.208,0.97724,0.89678999999999998,0.97650999999999999,1.0622,54.878999999999998,23.13,38.213000000000001,115.1,1233.4000000000001,1122.0999999999999,1233.2,1333.6,39.064,23.774999999999999,39.189,53.707000000000001,11157,10240,11168,12039,47769,45804,47790,49853,206.56,145.19999999999999,212.71,274.88,62506,57356,62522,67761,132.63999999999999,52.994,116.03,231.04,2.8639999999999999,2.2484999999999999,2.7517,3.6223000000000001,4.7403000000000004,4.1931000000000003,4.7350000000000003,5.2904,1.1149,1.0071000000000001,1.1057999999999999,1.2341,155740,148040,155770,163510,8.3418000000000006E-2,7.6630000000000004E-2,8.2847000000000004E-2,9.0746999999999994E-2,4.2403000000000004,2.8990999999999998,3.9579,5.9104000000000001,51.610999999999997,31.965,54.984000000000002,64.516999999999996]
[2.0833300000000001,0.19425000000000001,0.19286,0.19436,0.19566,6.2150999999999996,4.7586000000000004,6.1185,7.8650000000000002,51930,41775,51348,63875,4.1253000000000002,3.5869,4.0091999999999999,4.8099999999999996,98.781000000000006,98.057000000000002,98.79,99.463999999999999,25.657,25.274999999999999,25.651,26.006,0.28022999999999998,0.26012999999999997,0.27992,0.30085000000000001,33541,32174,33619,34770,0.55557000000000001,0.30099999999999999,0.60533000000000003,0.69713999999999998,23093,20515,22754,26104,7.7496,3.4821,6.8705999999999996,13.564,0.99573999999999996,0.91700000000000004,0.99463999999999997,1.0817000000000001,55.043999999999997,23.157,38.156999999999996,115.49,1193.0999999999999,1080.4000000000001,1194.9000000000001,1299.3,39.064,23.774999999999999,39.189,53.707000000000001,11307,10404,11321,12244,48005,45789,48131,50204,206.56,145.19999999999999,212.71,274.88,62966,57659,62895,68276,135.63,54.067999999999998,119.2,236.1,2.9344000000000001,2.2946,2.8231999999999999,3.7079,4.8878000000000004,4.327,4.8807999999999998,5.4390999999999998,1.1364000000000001,1.0255000000000001,1.1265000000000001,1.2565999999999999,157870,149710,157880,166250,8.3405999999999994E-2,7.6480000000000006E-2,8.2725000000000007E-2,9.1228000000000004E-2,4.2727000000000004,2.8957999999999999,3.9882,5.9709000000000003,52.578000000000003,32.091999999999999,56.505000000000003,66.012]
[2.1666699999999999,0.19475999999999999,0.19386,0.19481000000000001,0.19583,6.2115999999999998,4.7586000000000004,6.1181000000000001,7.8551000000000002,52045,41915,51460,64056,4.1668000000000003,3.6273,4.0477999999999996,4.8777999999999997,99.102999999999994,98.620999999999995,99.097999999999999,99.596000000000004,25.638000000000002,25.231000000000002,25.632000000000001,26.042000000000002,0.28483999999999998,0.26501999999999998,0.28449000000000002,0.30584,33879,32528,33928,35097,0.56913999999999998,0.30196000000000001,0.62565000000000004,0.71657999999999999,23279,20725,22936,26331,7.9128999999999996,3.5560999999999998,7.0307000000000004,13.912000000000001,1.0177,0.93876000000000004,1.0148999999999999,1.1016999999999999,55.238999999999997,23.202000000000002,38.235999999999997,115.62,1157.7,1044.9000000000001,1158.5999999999999,1262.9000000000001,39.064,23.774999999999999,39.189,53.707000000000001,11492,10570,11490,12443,48281,45916,48410,50579,206.56,145.19999999999999,212.71,274.88,63585,58122,63522,69015,138.66999999999999,55.57,121.94,242.41,3.0127999999999999,2.3633000000000002,2.8927,3.8068,5.0528000000000004,4.4874999999999998,5.0457999999999998,5.6215999999999999,1.1612,1.0530999999999999,1.1531,1.2829999999999999,160180,151780,160270,168920,8.3638000000000004E-2,7.6484999999999997E-2,8.2818000000000003E-2,9.1541999999999998E-2,4.3136999999999999,2.9028999999999998,4.0246000000000004,6.0404999999999998,53.63,32.24,58.042000000000002,67.453000000000003]
[2.25,0.19572999999999999,0.19489999999999999,0.1958,0.19667999999999999,6.2153999999999998,4.7586000000000004,6.1185,7.8544,52296,42118,51723,64207,4.2195999999999998,3.6716000000000002,4.0955000000000004,4.9322999999999997,99.575999999999993,99.164000000000001,99.635000000000005,100,25.663,25.244,25.645,26.099,0.29024,0.27154,0.28960999999999998,0.31102000000000002,34315,33032,34350,35508,0.58357000000000003,0.30375999999999997,0.64358000000000004,0.73941999999999997,23534,20936,23201,26697,8.0867000000000004,3.6234000000000002,7.1920000000000002,14.276999999999999,1.0430999999999999,0.96335000000000004,1.0396000000000001,1.1265000000000001,55.517000000000003,23.31,38.515000000000001,116.08,1127.3,1018.8,1125.9000000000001,1229.3,39.064,23.774999999999999,39.189,53.707000000000001,11708,10760,11726,12684,48664,46295,48781,50887,206.56,145.19999999999999,212.71,274.88,64358,58928,64342,69907,141.84,56.944000000000003,125.37,248.23,3.0962999999999998,2.4367000000000001,2.9754,3.9407999999999999,5.2257999999999996,4.6475,5.2176999999999998,5.8057999999999996,1.1894,1.0785,1.1816,1.3140000000000001,162780,154320,162890,171380,8.4125000000000005E-2,7.6928999999999997E-2,8.3376000000000006E-2,9.2109999999999997E-2,4.3651,2.9232999999999998,4.0609000000000002,6.1363000000000003,54.738999999999997,32.387,59.582000000000001,68.819999999999993]
[2.3333300000000001,0.1966,0.19503999999999999,0.19672999999999999,0.19797999999999999,6.2180999999999997,4.7586000000000004,6.1185,7.8650000000000002,52474,42299,52053,64397,4.2606000000000002,3.7054999999999998,4.1455000000000002,4.9827000000000004,99.522999999999996,98.510999999999996,99.884,100,25.591000000000001,25.116,25.599,26.087,0.29465000000000002,0.27575,0.29332000000000003,0.31673000000000001,34658,33358,34685,35953,0.59447000000000005,0.30460999999999999,0.65834999999999999,0.75912000000000002,23694,21168,23329,26866,8.2134999999999998,3.6882000000000001,7.3156999999999996,14.401,1.0688,0.98740000000000006,1.0646,1.153,55.512999999999998,23.303999999999998,38.366,116.07,1092.2,991.42,1087.4000000000001,1193.7,39.064,23.774999999999999,39.189,53.707000000000001,11855,10908,11845,12834,48804,46571,48836,51055,206.56,145.19999999999999,212.71,274.88,64765,59139,64688,70105,143.96,58.348999999999997,128.26,250.98,3.1612,2.5072000000000001,3.0394999999999999,3.9937999999999998,5.3602999999999996,4.7663000000000002,5.3350999999999997,5.9531000000000001,1.2144999999999999,1.105,1.2056,1.3396999999999999,164380,156290,163910,172990,8.4180000000000005E-2,7.7036999999999994E-2,8.3567000000000002E-2,9.1760999999999995E-2,4.3902000000000001,2.9251,4.0667,6.2144000000000004,55.505000000000003,32.402000000000001,60.357999999999997,70.697999999999993]
[2.4166699999999999,0.19602,0.19378999999999999,0.19611000000000001,0.19828999999999999,6.2180999999999997,4.7586000000000004,6.1185,7.8650000000000002,52291,42263,51921,63972,4.2675999999999998,3.7071000000000001,4.1535000000000002,4.9757999999999996,99.031999999999996,97.628,99.344999999999999,100,25.37,24.849,25.385000000000002,25.891999999999999,0.29694999999999999,0.27849000000000002,0.29532000000000003,0.31781999999999999,34799,33518,34826,36091,0.60019999999999996,0.30457000000000001,0.66837000000000002,0.77041000000000004,23674,21100,23283,26821,8.2670999999999992,3.7256999999999998,7.3823999999999996,14.555999999999999,1.0852999999999999,1.0036,1.0824,1.1696,55.197000000000003,23.097999999999999,38.54,115.99,1051,957.06,1047.8,1154.5,39.064,23.774999999999999,39.189,53.707000000000001,11905,10953,11874,12928,48704,46416,48747,50933,206.56,145.19999999999999,212.71,274.88,64681,59229,64680,70118,144.75,58.587000000000003,128.91,249.94,3.1951000000000001,2.5234999999999999,3.0764,3.9925000000000002,5.444,4.8526999999999996,5.4218000000000002,6.0486000000000004,1.2294,1.1213,1.2211000000000001,1.3552999999999999,164890,156590,164950,173760,8.3650000000000002E-2,7.6142000000000001E-2,8.3023E-2,9.1247999999999996E-2,4.3794000000000004,2.8972000000000002,4.0594999999999999,6.2332999999999998,55.804000000000002,32.18,60.912999999999997,71.239000000000004]
[2.5,0.19450000000000001,0.19158,0.19455,0.19738,6.2180999999999997,4.7586000000000004,6.1185,7.8650000000000002,51960,41882,51354,63638,4.2636000000000003,3.6945000000000001,4.1566999999999998,4.9851000000000001,98.302999999999997,96.594999999999999,98.453000000000003,99.891999999999996,25.094999999999999,24.564,25.099,25.606000000000002,0.29833999999999999,0.27878999999999998,0.29687999999999998,0.31963000000000003,34873,33506,34852,36273,0.60384000000000004,0.29996,0.67351000000000005,0.77586999999999995,23604,21028,23189,26886,8.3078000000000003,3.7683,7.4463999999999997,14.582000000000001,1.0947,1.0126999999999999,1.0932999999999999,1.1819,54.767000000000003,22.695,38.356000000000002,114.47,1011.9,919.37,1010.3,1106.8,39.064,23.774999999999999,39.189,53.707000000000001,11934,10940,11929,12953,48612,46310,48669,50760,206.56,145.19999999999999,212.71,274.88,64518,58654,64515,69901,145.38999999999999,59.271000000000001,129.76,251.32,3.2210999999999999,2.5520999999999998,3.1263000000000001,4.0578000000000003,5.5137999999999998,4.9238,5.5022000000000002,6.1070000000000002,1.2381,1.1243000000000001,1.2278,1.3651,165300,156430,165190,173950,8.3031999999999995E-2,7.5602000000000003E-2,8.2311999999999996E-2,9.0523000000000006E-2,4.3635000000000002,2.9045000000000001,4.0465,6.2546999999999997,55.906999999999996,31.969000000000001,61.186999999999998,71.552000000000007]
[2.5833300000000001,0.19489999999999999,0.1915,0.19492999999999999,0.19825000000000001,6.2180999999999997,4.7586000000000004,6.1185,7.8650000000000002,52068,41854,51493,63739,4.3178999999999998,3.7269000000000001,4.2031999999999998,5.0644,98.533000000000001,96.808000000000007,98.674000000000007,100,25.099,24.556999999999999,25.103000000000002,25.631,0.30364000000000002,0.28375,0.30168,0.32544000000000001,35389,33957,35389,36917,0.61509000000000003,0.30103999999999997,0.68745000000000001,0.79147000000000001,23870,21218,23462,27194,8.4697999999999993,3.8287,7.5894000000000004,14.824999999999999,1.1171,1.0368999999999999,1.1149,1.2062999999999999,54.997,22.834,38.448999999999998,114.77,991.52,902.17,990.17,1084.8,39.064,23.774999999999999,39.189,53.707000000000001,12136,11171,12133,13128,49247,46874,49283,51461,206.56,145.19999999999999,212.71,274.88,65334,59785,65270,70774,148.16999999999999,60.145000000000003,132,258,3.294,2.6025,3.1932999999999998,4.1626000000000003,5.6627999999999998,5.0557999999999996,5.6539000000000001,6.274,1.2617,1.1424000000000001,1.2505999999999999,1.3922000000000001,168150,159100,167990,176930,8.3665000000000003E-2,7.6246999999999995E-2,8.3194000000000004E-2,9.1219999999999996E-2,4.4119999999999999,2.9323000000000001,4.0997000000000003,6.3071000000000002,56.656999999999996,32.234000000000002,62.527000000000001,72.757999999999996]
[2.6666699999999999,0.19544,0.19186,0.19547,0.19908000000000001,6.2180999999999997,4.7586000000000004,6.1185,7.8650000000000002,52182,41880,51649,64022,4.3777999999999997,3.7774000000000001,4.2592999999999996,5.1398000000000001,98.83,97.11,99.057000000000002,100,25.091000000000001,24.545000000000002,25.082999999999998,25.628,0.30919999999999997,0.28909000000000001,0.30730000000000002,0.33139000000000002,35947,34388,35968,37548,0.62695999999999996,0.30249999999999999,0.70748,0.80939000000000005,24170,21456,23706,27496,8.6426999999999996,3.9224999999999999,7.7831000000000001,15.085000000000001,1.1403000000000001,1.0563,1.1369,1.2310000000000001,55.292999999999999,22.922999999999998,38.588999999999999,115.57,974.13,886.77,971.49,1069,39.064,23.774999999999999,39.189,53.707000000000001,12352,11378,12303,13378,49941,47501,50013,52244,206.56,145.19999999999999,212.71,274.88,66244,60458,66146,71729,151.15,61.366999999999997,135.31,263.37,3.3713000000000002,2.6574,3.2566999999999999,4.2728999999999999,5.8190999999999997,5.2034000000000002,5.8148,6.4451000000000001,1.2869999999999999,1.1651,1.2758,1.4157999999999999,171220,162220,171220,180050,8.4484000000000004E-2,7.7209E-2,8.3941000000000002E-2,9.2254000000000003E-2,4.4687000000000001,2.9588999999999999,4.1496000000000004,6.4015000000000004,57.43,32.454000000000001,63.698999999999998,74.010999999999996]
[2.75,0.19431999999999999,0.19051999999999999,0.19434999999999999,0.19808999999999999,6.2168000000000001,4.7586000000000004,6.1166999999999998,7.8577000000000004,51906,41768,51353,63701,4.3746,3.7645,4.2534999999999998,5.1414,98.364000000000004,96.507000000000005,98.462000000000003,100,24.852,24.291,24.835000000000001,25.408999999999999,0.31029000000000001,0.29016999999999998,0.30861,0.33273999999999998,36010,34417,36030,37674,0.63024999999999998,0.30064000000000002,0.71301999999999999,0.81813000000000002,24125,21327,23734,27502,8.6811000000000007,3.9216000000000002,7.8403999999999998,15.077,1.1477999999999999,1.0609999999999999,1.1432,1.2454000000000001,55.018000000000001,22.896000000000001,38.32,114.95,942.61,856.61,938.98,1033.5,39.064,23.774999999999999,39.189,53.707000000000001,12383,11393,12367,13444,49877,47612,49852,52227,206.56,145.19999999999999,212.71,274.88,66157,60546,66101,71778,151.77000000000001,60.658000000000001,136.66,267.64,3.3972000000000002,2.6791,3.2587000000000002,4.3178999999999998,5.8826999999999998,5.2706,5.8780000000000001,6.5217999999999998,1.2948,1.1756,1.2845,1.4236,171670,162080,171720,180670,8.4029000000000006E-2,7.6907000000000003E-2,8.3460000000000006E-2,9.1842999999999994E-2,4.4592000000000001,2.9382999999999999,4.1571999999999996,6.4372999999999996,57.485999999999997,32.317,63.941000000000003,74.350999999999999]
[2.8333300000000001,0.19431000000000001,0.19087000000000001,0.19431999999999999,0.19764999999999999,6.2167000000000003,4.7586000000000004,6.1185,7.8577000000000004,51918,41691,51412,63649,4.3928000000000003,3.7848000000000002,4.2739000000000003,5.1649000000000003,98.417000000000002,96.712000000000003,98.498000000000005,100,24.817,24.289000000000001,24.814,25.344999999999999,0.31308000000000002,0.29248000000000002,0.31159999999999999,0.3357,36256,34606,36276,37903,0.63653999999999999,0.30102000000000001,0.71884999999999999,0.83087,24223,21385,23831,27582,8.7646999999999995,3.9554999999999998,7.8853,15.253,1.1599999999999999,1.0712999999999999,1.1557999999999999,1.2587999999999999,55.076000000000001,22.972000000000001,38.302999999999997,115.11,918.65,834.52,916.13,1006.9,39.064,23.774999999999999,39.189,53.707000000000001,12485,11493,12450,13544,50096,47822,50110,52417,206.56,145.19999999999999,212.71,274.88,66451,60789,66417,72088,153.19999999999999,61.92,137.88999999999999,270.61,3.4403999999999999,2.7208000000000001,3.2887,4.3647,5.9743000000000004,5.3311000000000002,5.9744999999999999,6.6097999999999999,1.3085,1.1883999999999999,1.2969999999999999,1.4359,173030,163860,172980,182270,8.4070000000000006E-2,7.6813000000000006E-2,8.3539000000000002E-2,9.1904E-2,4.4752000000000001,2.9327999999999999,4.1632999999999996,6.4678000000000004,57.832000000000001,32.295999999999999,64.216999999999999,75.14]
[2.9166699999999999,0.19456999999999999,0.19183,0.19456999999999999,0.19724,6.2178000000000004,4.7586000000000004,6.1185,7.8650000000000002,51998,41712,51550,63660,4.4221000000000004,3.8117999999999999,4.3099999999999996,5.2135999999999996,98.625,97.224999999999994,98.686000000000007,99.921999999999997,24.798999999999999,24.343,24.774999999999999,25.288,0.31637999999999999,0.2959,0.31472,0.33867999999999998,36549,34935,36556,38158,0.64417000000000002,0.30180000000000001,0.73153000000000001,0.84401999999999999,24380,21506,23949,27735,8.8721999999999994,4.0053000000000001,7.9873000000000003,15.542,1.1742999999999999,1.0861000000000001,1.1709000000000001,1.2724,55.216999999999999,23.064,38.345999999999997,115.33,898.68,818.26,895.22,979.92,39.064,23.774999999999999,39.189,53.707000000000001,12619,11614,12568,13639,50427,48154,50454,52685,206.56,145.19999999999999,212.71,274.88,66930,61274,66992,72627,155.04,63.082999999999998,139.19,274.20999999999998,3.4891999999999999,2.766,3.3546999999999998,4.4352,6.0814000000000004,5.4463999999999997,6.0747999999999998,6.7210999999999999,1.3244,1.2040999999999999,1.3136000000000001,1.4540999999999999,174800,165750,174850,184060,8.4332000000000004E-2,7.7160000000000006E-2,8.3699999999999997E-2,9.2204999999999995E-2,4.5031999999999996,2.9428999999999998,4.1962999999999999,6.5397999999999996,58.262,32.313000000000002,64.778999999999996,76.209000000000003]
[3,0.19433,0.19225,0.19431999999999999,0.19639000000000001,6.2168999999999999,4.7586000000000004,6.1185,7.8616000000000001,51924,41781,51460,63506,4.4337,3.8151000000000002,4.3239000000000001,5.2397,98.611999999999995,97.54,98.647000000000006,99.605000000000004,24.724,24.295999999999999,24.712,25.175999999999998,0.31881999999999999,0.29821999999999999,0.31755,0.34140999999999999,36681,35124,36651,38266,0.64934999999999998,0.30155999999999999,0.73872000000000004,0.85033999999999998,24363,21596,23930,27829,8.9442000000000004,4.0429000000000004,8.0686999999999998,15.689,1.1865000000000001,1.0988,1.1834,1.2833000000000001,55.226999999999997,23.093,38.4,115.73,876.39,799.45,872.72,957.79,39.064,23.774999999999999,39.189,53.707000000000001,12694,11672,12645,13733,50490,48144,50532,52765,206.56,145.19999999999999,212.71,274.88,67056,61214,67014,72862,156.33000000000001,63.851999999999997,140.58000000000001,278.11,3.5386000000000002,2.8109999999999999,3.3967000000000001,4.4951999999999996,6.1635,5.5157999999999996,6.1497000000000002,6.7937000000000003,1.3349,1.2158,1.3223,1.4674,175780,166740,175740,185550,8.4366999999999998E-2,7.7207999999999999E-2,8.3685999999999997E-2,9.2224E-2,4.5140000000000002,2.9478,4.2137000000000002,6.5970000000000004,58.5,32.237000000000002,65.087999999999994,76.953999999999994]
[3.0833300000000001,0.19453999999999999,0.19319,0.19453999999999999,0.19591,6.2153,4.7586000000000004,6.1166,7.8564999999999996,51967,41879,51533,63680,4.4569000000000001,3.8216999999999999,4.3372999999999999,5.2934999999999999,98.820999999999998,98.114000000000004,98.852000000000004,99.495999999999995,24.73,24.329000000000001,24.721,25.157,0.3226,0.30068,0.32124999999999998,0.34577999999999998,36851,35384,36852,38436,0.65673000000000004,0.30208000000000002,0.74799000000000004,0.86423000000000005,24357,21526,23951,27916,9.0254999999999992,4.0612000000000004,8.1191999999999993,15.891999999999999,1.2056,1.117,1.2043999999999999,1.3011999999999999,55.356000000000002,23.14,38.551000000000002,116.21,857.81,780.35,853.7,943.39,39.064,23.774999999999999,39.189,53.707000000000001,12811,11754,12762,13930,50559,48127,50498,52963,206.56,145.19999999999999,212.71,274.88,67332,61274,67504,73190,157.80000000000001,64.56,142.62,281.47000000000003,3.6116999999999999,2.8698999999999999,3.4613,4.5754999999999999,6.2732000000000001,5.5965999999999996,6.2598000000000003,6.9086999999999996,1.3502000000000001,1.2279,1.3365,1.4806999999999999,176980,166830,176980,187460,8.4695000000000006E-2,7.7051999999999995E-2,8.3986000000000005E-2,9.3143000000000004E-2,4.5347999999999997,2.9597000000000002,4.2398999999999996,6.6471,58.87,32.174999999999997,65.463999999999999,77.853999999999999]
[3.1666699999999999,0.19495999999999999,0.19398000000000001,0.19495000000000001,0.19594,6.2118000000000002,4.7586000000000004,6.1136999999999997,7.8468999999999998,52066,41914,51591,63921,4.4904999999999999,3.8462999999999998,4.3703000000000003,5.3468,99.114999999999995,98.605999999999995,99.129000000000005,99.602999999999994,24.754999999999999,24.338999999999999,24.744,25.221,0.32724999999999999,0.30481000000000003,0.32513999999999998,0.35255999999999998,37067,35623,37107,38572,0.66569,0.30292000000000002,0.75629000000000002,0.88300000000000001,24402,21413,23944,28024,9.1172000000000004,4.093,8.25,16.076000000000001,1.2285999999999999,1.1393,1.2254,1.3234999999999999,55.518999999999998,23.187999999999999,38.639000000000003,116.28,842.69,766.1,838.79,927.27,39.064,23.774999999999999,39.189,53.707000000000001,12968,11914,12924,14088,50676,48172,50632,53165,206.56,145.19999999999999,212.71,274.88,67773,61674,67956,73718,159.5,65.36,143.78,283.55,3.6968999999999999,2.9409999999999998,3.5552999999999999,4.6656000000000004,6.4039000000000001,5.7293000000000003,6.3987999999999996,7.0811000000000002,1.3694,1.2471000000000001,1.3587,1.5069999999999999,178450,167990,178440,188880,8.5207000000000005E-2,7.7650999999999998E-2,8.4751999999999994E-2,9.3952999999999995E-2,4.5647000000000002,2.9847999999999999,4.2587000000000002,6.7355,59.298999999999999,32.17,65.983999999999995,78.343999999999994]
[3.25,0.19585,0.19488,0.19588,0.19672999999999999,6.2156000000000002,4.7586000000000004,6.1185,7.8650000000000002,52304,42138,51759,63818,4.5357000000000003,3.8786,4.4031000000000002,5.4161000000000001,99.561999999999998,99.06,99.649000000000001,100,24.817,24.369,24.82,25.271000000000001,0.33249000000000001,0.30913000000000002,0.33029999999999998,0.35877999999999999,37390,35947,37378,38827,0.67579,0.30465999999999999,0.76975000000000005,0.89590000000000003,24534,21580,24113,28149,9.2266999999999992,4.1582999999999997,8.3714999999999993,16.324000000000002,1.2552000000000001,1.1619999999999999,1.2501,1.3511,55.768999999999998,23.292000000000002,38.851999999999997,116.69,830.73,754.57,825.72,913.19,39.064,23.774999999999999,39.189,53.707000000000001,13156,12086,13106,14266,50904,48445,50870,53382,206.56,145.19999999999999,212.71,274.88,68393,62340,68543,74340,161.49,66.623999999999995,145.61000000000001,282.83,3.7881999999999998,3.0306000000000002,3.6461000000000001,4.79,6.5453000000000001,5.8746,6.5461999999999998,7.2331000000000003,1.3924000000000001,1.2685,1.3825000000000001,1.5318000000000001,180270,170050,180380,190600,8.5941000000000004E-2,7.7981999999999996E-2,8.5483000000000003E-2,9.4899999999999998E-2,4.6052999999999997,3.0158999999999998,4.3066000000000004,6.8902000000000001,59.808,32.25,66.284999999999997,79.363]
[3.3333300000000001,0.19667999999999999,0.19513,0.19683,0.19811999999999999,6.2180999999999997,4.7586000000000004,6.1185,7.8650000000000002,52491,42240,51937,64271,4.5709999999999997,3.9094000000000002,4.4530000000000003,5.4881000000000002,99.504999999999995,98.596000000000004,99.881,100,24.79,24.312000000000001,24.777000000000001,25.286999999999999,0.33635999999999999,0.31290000000000001,0.33487,0.36296,37604,36056,37629,39118,0.68223,0.30497999999999997,0.78024000000000004,0.91220000000000001,24590,21595,24209,28182,9.2910000000000004,4.1992000000000003,8.4121000000000006,16.561,1.2796000000000001,1.1789000000000001,1.2737000000000001,1.3792,55.71,23.26,38.752000000000002,116.66,815.56,741.37,810.74,895.56,39.064,23.774999999999999,39.189,53.707000000000001,13271,12165,13226,14432,50912,48454,50939,53486,206.56,145.19999999999999,212.71,274.88,68660,62603,68579,74839,162.47999999999999,67.325000000000003,145.43,286.57,3.8567999999999998,3.0735000000000001,3.7134,4.8635999999999999,6.6443000000000003,5.9379,6.6304999999999996,7.3358999999999996,1.4114,1.2875000000000001,1.3978999999999999,1.5581,181090,170750,181230,191940,8.6304000000000006E-2,7.8117000000000006E-2,8.5444999999999993E-2,9.5366999999999993E-2,4.6215000000000002,3.0085000000000002,4.3026,6.9446000000000003,60.024000000000001,32.280999999999999,66.774000000000001,80.037000000000006]
[3.4166699999999999,0.19617999999999999,0.19389000000000001,0.1963,0.19828000000000001,6.2180999999999997,4.7586000000000004,6.1185,7.8650000000000002,52320,42242,51794,63873,4.5796000000000001,3.9068999999999998,4.4645999999999999,5.5010000000000003,99.108000000000004,97.722999999999999,99.424000000000007,100,24.638000000000002,24.146999999999998,24.628,25.175999999999998,0.33834999999999998,0.31459999999999999,0.33750000000000002,0.36403999999999997,37659,36143,37666,39203,0.68450999999999995,0.30578,0.78188999999999997,0.91847999999999996,24492,21529,24107,28178,9.2889999999999997,4.1802999999999999,8.4337999999999997,16.588999999999999,1.2948999999999999,1.1941999999999999,1.2871999999999999,1.4006000000000001,55.393999999999998,23.111000000000001,38.670999999999999,115.88,796.59,723.25,789.86,877.82,39.064,23.774999999999999,39.189,53.707000000000001,13303,12151,13222,14505,50745,48338,50800,53223,206.56,145.19999999999999,212.71,274.88,68528,62066,68391,74828,162.37,67.605000000000004,146.03,287.5,3.8961999999999999,3.1114000000000002,3.7591000000000001,4.8848000000000003,6.6959,5.9813000000000001,6.6730999999999998,7.4004000000000003,1.4205000000000001,1.2899,1.4081999999999999,1.5642,181010,170900,180960,191290,8.6208000000000007E-2,7.8236E-2,8.5489999999999997E-2,9.5321000000000003E-2,4.6066000000000003,2.9828999999999999,4.2832999999999997,6.8992000000000004,59.892000000000003,32.122999999999998,66.471999999999994,79.981999999999999]
[3.5,0.19456999999999999,0.19153000000000001,0.19469,0.19753000000000001,6.2180999999999997,4.7586000000000004,6.1185,7.8650000000000002,51955,42056,51465,63377,4.5629999999999997,3.9005000000000001,4.4532999999999996,5.4791999999999996,98.311000000000007,96.563000000000002,98.460999999999999,99.882999999999996,24.393000000000001,23.876000000000001,24.37,24.978999999999999,0.33894999999999997,0.31335000000000002,0.33872000000000002,0.36565999999999999,37585,35965,37549,39194,0.68372999999999995,0.30486000000000002,0.77978000000000003,0.91991999999999996,24299,21339,24040,28075,9.2583000000000002,4.1546000000000003,8.4289000000000005,16.594000000000001,1.3028999999999999,1.1975,1.2972999999999999,1.4144000000000001,54.941000000000003,22.795999999999999,38.353999999999999,114.56,777.23,710.24,771.85,854.15,39.064,23.774999999999999,39.189,53.707000000000001,13289,12148,13227,14491,50500,48075,50520,53099,206.56,145.19999999999999,212.71,274.88,68183,61776,68044,74834,161.78,67.415999999999997,146.19999999999999,289.26,3.9178999999999999,3.1412,3.8033999999999999,4.9321000000000002,6.7221000000000002,5.9943999999999997,6.6878000000000002,7.4653,1.4219999999999999,1.2868999999999999,1.4136,1.5663,180510,170050,180550,191150,8.5805999999999993E-2,7.7994999999999995E-2,8.5307999999999995E-2,9.4992999999999994E-2,4.5765000000000002,2.9649999999999999,4.2601000000000004,6.9039999999999999,59.518000000000001,31.815999999999999,65.977000000000004,80.051000000000002]
[3.5833300000000001,0.19492999999999999,0.1915,0.19508,0.19836999999999999,6.2180999999999997,4.7586000000000004,6.1185,7.8650000000000002,52032,41983,51460,63502,4.6130000000000004,3.9275000000000002,4.5083000000000002,5.5407000000000002,98.5,96.688999999999993,98.692999999999998,100,24.422000000000001,23.87,24.419,25.012,0.34417999999999999,0.31825999999999999,0.34320000000000001,0.37164999999999998,38007,36345,37998,39686,0.69182999999999995,0.30499999999999999,0.79013,0.93506999999999996,24460,21458,24156,28146,9.3734999999999999,4.1867000000000001,8.4734999999999996,16.777999999999999,1.3268,1.2177,1.3220000000000001,1.4391,55.139000000000003,22.923999999999999,38.247,115.05,771.49,703.52,765.32,848.11,39.064,23.774999999999999,39.189,53.707000000000001,13472,12271,13392,14684,51011,48731,51031,53638,206.56,145.19999999999999,212.71,274.88,68885,62539,68688,75668,163.72999999999999,68.346000000000004,147.25,291.49,3.9954999999999998,3.1989000000000001,3.8671000000000002,5.0030999999999999,6.8482000000000003,6.1040999999999999,6.827,7.6062000000000003,1.4415,1.3019000000000001,1.4319999999999999,1.5920000000000001,182720,172480,182880,194050,8.6663000000000004E-2,7.8756999999999994E-2,8.5741999999999999E-2,9.5862000000000003E-2,4.6151999999999997,2.9885999999999999,4.2952000000000004,6.9644000000000004,59.828000000000003,32.006,66.423000000000002,80.518000000000001]
[3.6666699999999999,0.19545000000000001,0.19177,0.19556000000000001,0.19927,6.2179000000000002,4.7586000000000004,6.1185,7.8650000000000002,52155,42092,51451,63783,4.6696999999999997,3.9771000000000001,4.5564,5.6256000000000004,98.778000000000006,96.998999999999995,99.075999999999993,100,24.443000000000001,23.911000000000001,24.431999999999999,25.027000000000001,0.35008,0.32458999999999999,0.34923999999999999,0.37798999999999999,38501,36646,38451,40259,0.70091000000000003,0.30603000000000002,0.79652999999999996,0.95042000000000004,24680,21665,24374,28516,9.5067000000000004,4.2275,8.5472999999999999,16.908999999999999,1.3527,1.2395,1.3489,1.4674,55.408000000000001,23.06,38.481000000000002,116.18,768.11,701.5,761,843,39.064,23.774999999999999,39.189,53.707000000000001,13681,12470,13591,14947,51624,49280,51638,54335,206.56,145.19999999999999,212.71,274.88,69759,63494,69394,76568,166,69.81,150.29,294.97000000000003,4.0815999999999999,3.2850000000000001,3.9573,5.1128999999999998,6.9889000000000001,6.2218,6.9691000000000001,7.7484999999999999,1.4638,1.3197000000000001,1.4537,1.6341000000000001,185340,174580,185170,196810,8.7696999999999997E-2,7.9490000000000005E-2,8.6824999999999999E-2,9.6622E-2,4.6651999999999996,3.0068999999999999,4.3387000000000002,7.0449999999999999,60.2,32.116,66.704999999999998,81.408000000000001]
[3.75,0.19434000000000001,0.19056000000000001,0.19436999999999999,0.19836999999999999,6.2156000000000002,4.7586000000000004,6.1185,7.8475999999999999,51892,41891,51230,63640,4.6590999999999996,3.9605000000000001,4.5437000000000003,5.6117999999999997,98.311999999999998,96.412000000000006,98.477999999999994,100,24.242999999999999,23.702999999999999,24.213000000000001,24.815999999999999,0.35095999999999999,0.32396999999999998,0.35021000000000002,0.37930000000000003,38471,36702,38371,40345,0.70111000000000001,0.30353000000000002,0.80418000000000001,0.95165999999999995,24558,21533,24272,28354,9.4957999999999991,4.2493999999999996,8.5073000000000008,16.791,1.3603000000000001,1.2473000000000001,1.3544,1.4722,55.121000000000002,22.981999999999999,38.26,115.95,753.63,689.72,750.31,826.56,39.064,23.774999999999999,39.189,53.707000000000001,13691,12483,13641,14959,51479,49060,51487,54083,206.56,145.19999999999999,212.71,274.88,69611,63107,69188,76410,165.79,69.622,149.74,291.83999999999997,4.1075999999999997,3.3075000000000001,3.9893000000000001,5.1318000000000001,7.0229999999999997,6.2492999999999999,7.0052000000000003,7.7994000000000003,1.4664999999999999,1.3208,1.4598,1.6235999999999999,185210,174830,185180,196660,8.7482000000000004E-2,7.9161999999999996E-2,8.6696999999999996E-2,9.6382999999999996E-2,4.649,2.9944999999999999,4.3391999999999999,7.0598999999999998,59.95,31.75,66.254999999999995,81.173000000000002]
[3.8333300000000001,0.19427,0.19089,0.19428000000000001,0.19789999999999999,6.2157999999999998,4.7586000000000004,6.1185,7.8577000000000004,51892,41845,51192,63671,4.6723999999999997,3.9763999999999999,4.5556999999999999,5.6212999999999997,98.322000000000003,96.566000000000003,98.460999999999999,100,24.231000000000002,23.695,24.216999999999999,24.771000000000001,0.35341,0.32599,0.35254000000000002,0.38246999999999998,38630,36808,38534,40491,0.70482,0.30398999999999998,0.80498999999999998,0.96043000000000001,24567,21563,24219,28457,9.5343,4.2843999999999998,8.5739999999999998,16.838000000000001,1.3737999999999999,1.258,1.3662000000000001,1.4899,55.131,23.01,38.302999999999997,115.18,743.88,681.03,740.26,813.32,39.064,23.774999999999999,39.189,53.707000000000001,13772,12544,13731,15065,51602,49126,51576,54206,206.56,145.19999999999999,212.71,274.88,69846,63070,69480,76954,166.47,70.006,149.99,292.94,4.1532999999999998,3.3302,4.0251999999999999,5.2009999999999996,7.0909000000000004,6.3413000000000004,7.0777999999999999,7.8771000000000004,1.4759,1.3301000000000001,1.4661999999999999,1.6415999999999999,186020,175380,185880,196940,8.7707999999999994E-2,7.9606999999999997E-2,8.7014999999999995E-2,9.6901000000000001E-2,4.6576000000000004,2.9981,4.3480999999999996,7.0549999999999997,60.015000000000001,31.863,66.281999999999996,81.349000000000004]
[3.9166699999999999,0.19455,0.19173999999999999,0.19459000000000001,0.19741,6.2171000000000003,4.7586000000000004,6.1185,7.8650000000000002,51977,41912,51304,63733,4.6993,4.0042,4.5777999999999999,5.6544999999999996,98.537999999999997,97.129000000000005,98.622,99.930999999999997,24.24,23.776,24.206,24.722999999999999,0.35665999999999998,0.33090999999999998,0.35586000000000001,0.38429000000000002,38859,37139,38799,40677,0.71047000000000005,0.30462,0.81032999999999999,0.96784000000000003,24648,21589,24278,28462,9.6021000000000001,4.3562000000000003,8.6377000000000006,16.959,1.3897999999999999,1.2729999999999999,1.3827,1.5059,55.255000000000003,23.055,38.289000000000001,115.41,736.49,674.24,733,805.13,39.064,23.774999999999999,39.189,53.707000000000001,13894,12666,13862,15217,51845,49500,51821,54286,206.56,145.19999999999999,212.71,274.88,70294,63552,69953,77471,167.67,70.372,152.36000000000001,293.74,4.2119,3.4100999999999999,4.0742000000000003,5.2733999999999996,7.1828000000000003,6.4313000000000002,7.1665999999999999,7.9904000000000002,1.4892000000000001,1.3445,1.4813000000000001,1.6563000000000001,187340,176630,187200,197860,8.8179999999999994E-2,8.0088999999999994E-2,8.7610999999999994E-2,9.7448000000000007E-2,4.6801000000000004,3.0179999999999998,4.3719999999999999,7.1043000000000003,60.197000000000003,32.048000000000002,66.552000000000007,81.647000000000006]
[4,0.19434000000000001,0.19216,0.19438,0.19655,6.2164000000000001,4.7586000000000004,6.1185,7.8635000000000002,51910,41835,51297,63594,4.7081,4.0242000000000004,4.5987999999999998,5.6597,98.537000000000006,97.43,98.587000000000003,99.59,24.192,23.783000000000001,24.155999999999999,24.635000000000002,0.35804000000000002,0.33248,0.35786000000000001,0.38475999999999999,38905,37274,38829,40681,0.71394000000000002,0.30373,0.81418000000000001,0.98065000000000002,24560,21533,24178,28375,9.6344999999999992,4.4046000000000003,8.7199000000000009,16.981999999999999,1.3994,1.2797000000000001,1.3916999999999999,1.5195000000000001,55.252000000000002,23.062999999999999,38.356999999999999,115.24,726.56,665.13,723.08,794.9,39.064,23.774999999999999,39.189,53.707000000000001,13942,12740,13917,15248,51793,49391,51745,54229,206.56,145.19999999999999,212.71,274.88,70285,63753,69969,77376,168.32,70.777000000000001,153.66,293.57,4.2484999999999999,3.4487999999999999,4.1140999999999996,5.2919999999999998,7.2493999999999996,6.4866000000000001,7.2373000000000003,8.0640000000000001,1.4972000000000001,1.3517999999999999,1.4897,1.6674,187830,177470,187700,198620,8.8321999999999998E-2,8.0188999999999996E-2,8.7821999999999997E-2,9.7495999999999999E-2,4.6887999999999996,3.0272999999999999,4.375,7.0941000000000001,60.22,32.073,66.471000000000004,81.733999999999995]
[4.0833300000000001,0.1946,0.19317999999999999,0.1946,0.19606000000000001,6.2149999999999999,4.7586000000000004,6.1180000000000003,7.8597999999999999,51964,41921,51309,63561,4.7347000000000001,4.0548000000000002,4.633,5.6882999999999999,98.769000000000005,98.055000000000007,98.808999999999997,99.447000000000003,24.224,23.824999999999999,24.193999999999999,24.646999999999998,0.36016999999999999,0.33423999999999998,0.36037999999999998,0.38675999999999999,39002,37355,38921,40760,0.72067999999999999,0.30323,0.82672999999999996,0.99441000000000002,24505,21425,24084,28298,9.6827000000000005,4.4473000000000003,8.7730999999999995,17.103999999999999,1.4161999999999999,1.2983,1.4081999999999999,1.5362,55.363999999999997,23.085000000000001,38.473999999999997,115.49,720.58,655.46,717.67,791.13,39.064,23.774999999999999,39.189,53.707000000000001,14042,12779,14007,15392,51740,49222,51675,54245,206.56,145.19999999999999,212.71,274.88,70499,63979,70210,77351,169.28,71.665999999999997,155.44,295.64999999999998,4.3028000000000004,3.4958999999999998,4.1677999999999997,5.3410000000000002,7.3639000000000001,6.6176000000000004,7.3575999999999997,8.1835000000000004,1.5133000000000001,1.3704000000000001,1.5061,1.6834,188670,177780,188620,200090,8.8836999999999999E-2,8.0422999999999994E-2,8.8175000000000003E-2,9.7837999999999994E-2,4.7140000000000004,3.0396000000000001,4.3772000000000002,7.1402000000000001,60.387,32.128,66.468999999999994,82.263000000000005]
[4.1666699999999999,0.19505,0.19403999999999999,0.19508,0.19600999999999999,6.2115,4.7586000000000004,6.1096000000000004,7.851,52069,42012,51414,63776,4.7747000000000002,4.0823,4.6725000000000003,5.7289000000000003,99.078000000000003,98.566000000000003,99.105999999999995,99.545000000000002,24.268000000000001,23.821999999999999,24.236000000000001,24.707999999999998,0.36308000000000001,0.33806000000000003,0.36373,0.38851000000000002,39151,37501,39042,40944,0.72938999999999998,0.30336999999999997,0.83704999999999996,1.014,24513,21455,24077,28317,9.7418999999999993,4.4569999999999999,8.8364999999999991,17.094000000000001,1.4384999999999999,1.3241000000000001,1.4311,1.5649,55.521000000000001,23.163,38.606000000000002,115.81,717.76,648.97,715.36,789.4,39.064,23.774999999999999,39.189,53.707000000000001,14190,12911,14161,15504,51720,49079,51753,54318,206.56,145.19999999999999,212.71,274.88,70964,64446,70682,77726,170.49,72.86,155.97,296.76,4.3745000000000003,3.5644999999999998,4.2432999999999996,5.4020999999999999,7.5124000000000004,6.7404000000000002,7.5077999999999996,8.3278999999999996,1.5350999999999999,1.3908,1.524,1.7050000000000001,189810,178390,189960,201420,8.9640999999999998E-2,8.1372E-2,8.8944999999999996E-2,9.8515000000000005E-2,4.7507999999999999,3.0665,4.4019000000000004,7.2122999999999999,60.595999999999997,32.212000000000003,66.489999999999995,82.715000000000003]
[4.25,0.19599,0.19505,0.19606000000000001,0.19689000000000001,6.2150999999999996,4.7586000000000004,6.1185,7.8577000000000004,52309,42226,51673,64075,4.8281000000000001,4.1368,4.7332000000000001,5.7633999999999999,99.566000000000003,99.081999999999994,99.64,100,24.355,23.89,24.323,24.812999999999999,0.36723,0.34178999999999998,0.36782999999999999,0.39113999999999999,39407,37754,39304,41180,0.73968999999999996,0.30281999999999998,0.84760999999999997,1.0331999999999999,24604,21604,24227,28381,9.8217999999999996,4.4854000000000003,8.9010999999999996,17.277999999999999,1.4655,1.3472999999999999,1.4599,1.5916999999999999,55.786999999999999,23.245999999999999,38.841000000000001,115.96,717.58,650.85,716.8,784.77,39.064,23.774999999999999,39.189,53.707000000000001,14382,13136,14346,15750,51812,49190,51870,54353,206.56,145.19999999999999,212.71,274.88,71636,65025,71556,78518,172.07,73.914000000000001,157.81,298.83999999999997,4.4572000000000003,3.6654,4.3315000000000001,5.5058999999999996,7.6787000000000001,6.8930999999999996,7.6651999999999996,8.4969000000000001,1.5616000000000001,1.4182999999999999,1.5494000000000001,1.7294,191370,179690,191550,202870,9.0704999999999994E-2,8.2593E-2,9.01E-2,9.9814E-2,4.7999000000000001,3.1166999999999998,4.4627999999999997,7.2869999999999999,60.923000000000002,32.393000000000001,66.686000000000007,83.016999999999996]
[4.3333300000000001,0.1968,0.19514000000000001,0.19691,0.19830999999999999,6.218,4.7586000000000004,6.1185,7.8650000000000002,52477,42347,51819,64512,4.8643999999999998,4.1788999999999996,4.758,5.7927999999999997,99.463999999999999,98.5,99.811999999999998,100,24.335999999999999,23.853000000000002,24.334,24.821000000000002,0.36951000000000001,0.34366000000000002,0.37051000000000001,0.39238000000000001,39516,37830,39468,41226,0.74582999999999999,0.30281000000000002,0.85080999999999996,1.0516000000000001,24592,21555,24253,28488,9.8437999999999999,4.5092999999999996,8.9062999999999999,17.245999999999999,1.4895,1.3733,1.4827999999999999,1.6145,55.726999999999997,23.332000000000001,38.875,116.95,713.45,647.79999999999995,713.15,777.4,39.064,23.774999999999999,39.189,53.707000000000001,14477,13187,14462,15841,51613,48799,51675,54150,206.56,145.19999999999999,212.71,274.88,71836,64922,71755,78894,172.42,73.766000000000005,158.03,298.97000000000003,4.5072000000000001,3.6798000000000002,4.3722000000000003,5.5640000000000001,7.7855999999999996,6.9558,7.7736000000000001,8.6255000000000006,1.5814999999999999,1.4341999999999999,1.5718000000000001,1.7430000000000001,191650,180060,192190,202860,9.1375999999999999E-2,8.2454E-2,9.0691999999999995E-2,0.10084,4.8167999999999997,3.1387999999999998,4.4805000000000001,7.2805999999999997,60.941000000000003,32.457999999999998,66.975999999999999,82.991]
[4.4166699999999999,0.19627,0.19395999999999999,0.19638,0.19858000000000001,6.2180999999999997,4.7586000000000004,6.1185,7.8650000000000002,52347,42222,51710,64315,4.8661000000000003,4.1638999999999999,4.7515000000000001,5.7798999999999996,99.027000000000001,97.688000000000002,99.394000000000005,100,24.199000000000002,23.675000000000001,24.222999999999999,24.722000000000001,0.36952000000000002,0.34516000000000002,0.37195,0.39134999999999998,39440,37721,39491,41217,0.74653999999999998,0.30248000000000003,0.85029999999999994,1.0576000000000001,24420,21430,24092,28173,9.8010000000000002,4.5224000000000002,8.9023000000000003,17.053000000000001,1.5012000000000001,1.3803000000000001,1.4985999999999999,1.6262000000000001,55.383000000000003,23.097000000000001,38.613,115.38,705.02,644.30999999999995,702.96,769.42,39.064,23.774999999999999,39.189,53.707000000000001,14471,13180,14484,15781,51234,48380,51387,53606,206.56,145.19999999999999,212.71,274.88,71586,64959,71544,78668,171.65,73.388999999999996,155.99,298.22000000000003,4.5235000000000003,3.7002000000000002,4.3703000000000003,5.5746000000000002,7.8348000000000004,6.9702999999999999,7.8407999999999998,8.6334999999999997,1.5905,1.44,1.5803,1.7522,190940,179130,191150,202090,9.1288999999999995E-2,8.2436999999999996E-2,9.0538999999999994E-2,0.10059999999999999,4.8021000000000003,3.1385999999999998,4.4756999999999998,7.1936,60.609000000000002,32.247999999999998,66.480999999999995,82.293000000000006]
[4.5,0.19472999999999999,0.19178999999999999,0.19483,0.19769999999999999,6.218,4.7586000000000004,6.1185,7.8650000000000002,51999,42045,51220,63995,4.8518999999999997,4.1322999999999999,4.7362000000000002,5.7782999999999998,98.27,96.578999999999994,98.436999999999998,99.894999999999996,23.995999999999999,23.478000000000002,24.001000000000001,24.518000000000001,0.36830000000000002,0.34244999999999998,0.37067,0.38857999999999998,39291,37630,39316,41012,0.74538000000000004,0.30145,0.84826000000000001,1.0629999999999999,24196,21167,23914,27650,9.7410999999999994,4.492,8.8670000000000009,16.808,1.5071000000000001,1.3869,1.5059,1.6297999999999999,54.973999999999997,22.934999999999999,38.284999999999997,114.71,695.64,637.96,693.28,757.7,39.064,23.774999999999999,39.189,53.707000000000001,14437,13193,14461,15690,50880,48363,51063,53186,206.56,145.19999999999999,212.71,274.88,71229,64534,71126,78242,170.62,72.858000000000004,154.83000000000001,296.47000000000003,4.5247999999999999,3.7288999999999999,4.3771000000000004,5.5697000000000001,7.8643999999999998,7.0312000000000001,7.8638000000000003,8.6445000000000007,1.5923,1.4416,1.5821000000000001,1.7465999999999999,190100,178820,190290,200020,9.0965000000000004E-2,8.2285999999999998E-2,8.9965000000000003E-2,9.9772E-2,4.7759999999999998,3.1213000000000002,4.4469000000000003,7.1326999999999998,60.167000000000002,31.927,66.058999999999997,81.906999999999996]
[4.5833300000000001,0.19511000000000001,0.19173000000000001,0.19517000000000001,0.19850000000000001,6.2178000000000004,4.7586000000000004,6.1078999999999999,7.8621999999999996,52077,42220,51388,64003,4.9036,4.1993,4.7777000000000003,5.8334000000000001,98.450999999999993,96.762,98.617999999999995,100,24.045000000000002,23.497,24.044,24.597000000000001,0.37169999999999997,0.34704000000000002,0.37479000000000001,0.39034000000000002,39663,37930,39645,41490,0.75344,0.30327999999999999,0.85335000000000005,1.0780000000000001,24315,21345,23968,27749,9.8211999999999993,4.5179999999999998,8.8999000000000006,16.923999999999999,1.5318000000000001,1.4155,1.5296000000000001,1.659,55.180999999999997,23.026,38.423000000000002,115.75,696.92,641.29999999999995,695.83,757.36,39.064,23.774999999999999,39.189,53.707000000000001,14613,13412,14615,15871,51275,48765,51433,53690,206.56,145.19999999999999,212.71,274.88,71914,65479,71687,78796,172.05,73.495999999999995,156.59,298.74,4.5871000000000004,3.7854999999999999,4.4333999999999998,5.6218000000000004,8.0068000000000001,7.1780999999999997,8.0048999999999992,8.8104999999999993,1.6138999999999999,1.4618,1.6064000000000001,1.7686999999999999,192050,180540,192470,202190,9.1938000000000006E-2,8.3254999999999996E-2,9.1226000000000002E-2,0.10082000000000001,4.8164999999999996,3.1627000000000001,4.4878999999999998,7.1810999999999998,60.372999999999998,31.756,66.192999999999998,82.167000000000002]
[4.6666699999999999,0.19567000000000001,0.19222,0.19575000000000001,0.1993,6.2176999999999998,4.7586000000000004,6.1078999999999999,7.8650000000000002,52185,42269,51515,64138,4.9646999999999997,4.2436999999999996,4.8244999999999996,5.8654999999999999,98.757000000000005,97.105000000000004,98.995000000000005,100,24.085000000000001,23.513999999999999,24.077999999999999,24.631,0.37574999999999997,0.35189999999999999,0.37963000000000002,0.39333000000000001,40107,38354,40116,41972,0.76258000000000004,0.30384,0.86314999999999997,1.0973999999999999,24491,21553,24140,28049,9.9254999999999995,4.5667999999999997,8.9872999999999994,17.018000000000001,1.5587,1.4406000000000001,1.5567,1.6898,55.466999999999999,23.126000000000001,38.615000000000002,116.27,699.91,643.63,698.71,759.22,39.064,23.774999999999999,39.189,53.707000000000001,14823,13641,14810,16077,51767,49227,51818,54211,206.56,145.19999999999999,212.71,274.88,72764,66394,72591,79501,173.89,74.626000000000005,158.49,299.88,4.6627000000000001,3.8675000000000002,4.5342000000000002,5.6790000000000003,8.1669999999999998,7.3475999999999999,8.1753,8.9556000000000004,1.6391,1.4845999999999999,1.6316999999999999,1.7939000000000001,194410,183010,194790,204570,9.3146999999999994E-2,8.4640999999999994E-2,9.2428999999999997E-2,0.10174,4.8697999999999997,3.2084000000000001,4.5416999999999996,7.2469000000000001,60.658999999999999,31.904,66.343999999999994,82.677000000000007]
[4.75,0.19463,0.19092000000000001,0.19464000000000001,0.19833000000000001,6.2149999999999999,4.7586000000000004,6.1078999999999999,7.8525,51925,42094,51123,63768,4.9562999999999997,4.2392000000000003,4.8273000000000001,5.8438999999999997,98.304000000000002,96.488,98.438000000000002,100,23.907,23.343,23.893999999999998,24.456,0.37506,0.35249000000000003,0.37930000000000003,0.39145000000000002,40006,38312,40023,41872,0.76231000000000004,0.30291000000000001,0.85924999999999996,1.0998000000000001,24329,21436,23970,27750,9.8849,4.5587,8.9765999999999995,16.898,1.5637000000000001,1.4441999999999999,1.5593999999999999,1.6976,55.198999999999998,22.835999999999999,38.116,115.38,692.97,635.80999999999995,693.59,748.55,39.064,23.774999999999999,39.189,53.707000000000001,14819,13589,14812,16088,51491,49054,51563,53857,206.56,145.19999999999999,212.71,274.88,72575,66437,72279,79439,173.24,74.52,158.29,299.18,4.6723999999999997,3.8643000000000001,4.5560999999999998,5.6742999999999997,8.2042000000000002,7.4006999999999996,8.2075999999999993,8.9985999999999997,1.6425000000000001,1.4912000000000001,1.6357999999999999,1.8,193920,182430,194150,204190,9.2998999999999998E-2,8.4459999999999993E-2,9.2567999999999998E-2,0.10152,4.8548999999999998,3.1905999999999999,4.5157999999999996,7.1974999999999998,60.356999999999999,31.757000000000001,66.087999999999994,82.302999999999997]
[4.8333300000000001,0.19461999999999999,0.19126000000000001,0.19463,0.19803000000000001,6.2163000000000004,4.7586000000000004,6.1078999999999999,7.8650000000000002,51918,42059,51127,63750,4.9707999999999997,4.2522000000000002,4.8421000000000003,5.8571,98.338999999999999,96.677000000000007,98.408000000000001,100,23.908999999999999,23.395,23.878,24.46,0.37612000000000001,0.35381000000000001,0.38057999999999997,0.39189000000000002,40080,38396,40052,41915,0.76597000000000004,0.30253999999999998,0.85873999999999995,1.1108,24292,21407,23913,27643,9.8956999999999997,4.5483000000000002,9.0291999999999994,16.881,1.5759000000000001,1.4556,1.5710999999999999,1.7133,55.22,22.9,38.216000000000001,114.19,689.7,634.21,689.12,745.2,39.064,23.774999999999999,39.189,53.707000000000001,14885,13720,14855,16111,51453,49018,51530,53838,206.56,145.19999999999999,212.71,274.88,72752,66452,72426,79588,173.49,74.683000000000007,158.63999999999999,299.36,4.7046999999999999,3.8780999999999999,4.5888,5.7037000000000004,8.2779000000000007,7.4892000000000003,8.2575000000000003,9.0604999999999993,1.6532,1.5022,1.6477999999999999,1.8111999999999999,194340,183010,194550,204620,9.3315999999999996E-2,8.4471000000000004E-2,9.2872999999999997E-2,0.10224999999999999,4.8643000000000001,3.1959,4.5629,7.1962000000000002,60.377000000000002,31.771000000000001,66.081000000000003,82.319000000000003]
[4.9166699999999999,0.19489999999999999,0.19227,0.19494,0.19758000000000001,6.2173999999999996,4.7586000000000004,6.1185,7.8650000000000002,51995,42111,51202,63911,4.9988999999999999,4.2930999999999999,4.8779000000000003,5.8826000000000001,98.537999999999997,97.215999999999994,98.575999999999993,99.918999999999997,23.93,23.466000000000001,23.901,24.385000000000002,0.37786999999999998,0.35654000000000002,0.38297999999999999,0.39204,40202,38542,40187,41901,0.77122999999999997,0.30236000000000002,0.86021000000000003,1.1185,24324,21449,23958,27703,9.9362999999999992,4.5685000000000002,9.1044999999999998,16.867000000000001,1.5915999999999999,1.4756,1.5831,1.7237,55.332999999999998,23.027000000000001,38.39,114.8,688.77,633.82000000000005,688.87,747.18,39.064,23.774999999999999,39.189,53.707000000000001,14994,13855,14975,16214,51500,49167,51569,53818,206.56,145.19999999999999,212.71,274.88,73131,67049,72836,79857,174.28,75.128,159.1,299.11,4.7507999999999999,3.9339,4.6439000000000004,5.7624000000000004,8.3773,7.6045999999999996,8.3557000000000006,9.19,1.6677,1.5198,1.6629,1.823,195230,184240,195560,205620,9.3862000000000001E-2,8.5095000000000004E-2,9.3169000000000002E-2,0.10281,4.8878000000000004,3.2126999999999999,4.6006,7.2003000000000004,60.491,31.902999999999999,66.177000000000007,82.501000000000005]
[5,0.19469,0.19264000000000001,0.19469,0.19672999999999999,6.2163000000000004,4.7586000000000004,6.1185,7.8621999999999996,51929,42029,51235,63738,5.0088999999999997,4.3041,4.8947000000000003,5.8925000000000001,98.524000000000001,97.497,98.516999999999996,99.566000000000003,23.896999999999998,23.469000000000001,23.873999999999999,24.335999999999999,0.37775999999999998,0.35781000000000002,0.38313999999999998,0.39095000000000002,40108,38444,40104,41719,0.77422999999999997,0.30135000000000001,0.85938000000000003,1.1281000000000001,24193,21329,23864,27682,9.9446999999999992,4.5810000000000004,9.0776000000000003,16.841000000000001,1.5982000000000001,1.4810000000000001,1.5880000000000001,1.7345999999999999,55.320999999999998,23.033000000000001,38.392000000000003,115,685.71,631.48,686.45,740.31,39.064,23.774999999999999,39.189,53.707000000000001,15008,13863,14984,16229,51240,48843,51311,53578,206.56,145.19999999999999,212.71,274.88,72916,66770,72713,79371,174.57,74.923000000000002,159.22999999999999,298.69,4.7843999999999998,3.9567999999999999,4.6852999999999998,5.8005000000000004,8.4469999999999992,7.6787999999999998,8.4374000000000002,9.2844999999999995,1.6762999999999999,1.5303,1.6718,1.8339000000000001,195210,184860,195660,205280,9.4008999999999995E-2,8.5577E-2,9.3248999999999999E-2,0.10276,4.8956,3.2198000000000002,4.6147,7.1829999999999998,60.468000000000004,31.951000000000001,66.158000000000001,82.4]
[5.0833300000000001,0.19495000000000001,0.19359000000000001,0.19500000000000001,0.19624,6.2141999999999999,4.7586000000000004,6.1185,7.8620000000000001,51981,41942,51367,63726,5.0331000000000001,4.3240999999999996,4.9257999999999997,5.9225000000000003,98.757000000000005,98.063000000000002,98.786000000000001,99.423000000000002,23.945,23.559000000000001,23.917000000000002,24.352,0.37796999999999997,0.35721999999999998,0.38330999999999998,0.39057999999999998,40032,38302,40073,41658,0.78003999999999996,0.30207000000000001,0.86106000000000005,1.1467000000000001,24068,21184,23738,27382,9.9648000000000003,4.5911999999999997,9.0748999999999995,16.795000000000002,1.6089,1.4957,1.6004,1.7376,55.436,23.074000000000002,38.466999999999999,115.47,685.75,632.13,686.3,742.28,39.064,23.774999999999999,39.189,53.707000000000001,15044,13880,15014,16279,50950,48495,51055,53129,206.56,145.19999999999999,212.71,274.88,72731,66604,72550,79234,175.11,75.263000000000005,159.44999999999999,299.51,4.8391999999999999,4.0303000000000004,4.7282999999999999,5.8605,8.5578000000000003,7.7864000000000004,8.5556000000000001,9.3702000000000005,1.6917,1.5470999999999999,1.6863999999999999,1.8523000000000001,195440,184860,196000,205510,9.4407000000000005E-2,8.5646E-2,9.3893000000000004E-2,0.10317999999999999,4.9160000000000004,3.2298,4.6497000000000002,7.1862000000000004,60.587000000000003,32.109000000000002,66.316999999999993,82.606999999999999]
[5.1666699999999999,0.19541,0.19445000000000001,0.19545999999999999,0.19636999999999999,6.21,4.7586000000000004,6.1087999999999996,7.8535000000000004,52087,41963,51456,63879,5.0717999999999996,4.3529999999999998,4.9660000000000002,5.9649999999999999,99.066000000000003,98.59,99.081999999999994,99.521000000000001,24.012,23.613,24.003,24.466000000000001,0.379,0.35853000000000002,0.38373000000000002,0.39129999999999998,40007,38322,40049,41568,0.78774999999999995,0.30298000000000003,0.86295999999999995,1.1655,24006,21198,23693,27348,10.004,4.6139999999999999,9.0783000000000005,16.878,1.625,1.5081,1.6175999999999999,1.7565,55.59,23.132000000000001,38.536999999999999,115.96,688.57,633.24,688.03,745.78,39.064,23.774999999999999,39.189,53.707000000000001,15127,13942,15089,16335,50707,48106,50814,52859,206.56,145.19999999999999,212.71,274.88,72730,66603,72654,79253,176.02,75.882000000000005,160.65,300.58999999999997,4.9114000000000004,4.0971000000000002,4.8074000000000003,5.9508999999999999,8.7028999999999996,7.9394,8.6920000000000002,9.5175999999999998,1.7130000000000001,1.569,1.7043999999999999,1.8765000000000001,196040,185050,196430,206590,9.5071000000000003E-2,8.6249000000000006E-2,9.4472E-2,0.10401000000000001,4.9480000000000004,3.2702,4.6921999999999997,7.2083000000000004,60.752000000000002,32.255000000000003,66.554000000000002,82.908000000000001]
[5.25,0.19635,0.19542000000000001,0.19638,0.19722000000000001,6.2142999999999997,4.7586000000000004,6.1078999999999999,7.8594999999999997,52321,42137,51746,64205,5.1269999999999998,4.4067999999999996,5.0323000000000002,6.0220000000000002,99.516999999999996,99.022999999999996,99.585999999999999,100,24.114000000000001,23.696999999999999,24.109000000000002,24.582000000000001,0.38113999999999998,0.36175000000000002,0.38616,0.39340999999999998,40115,38491,40152,41626,0.79739000000000004,0.30467,0.86582000000000003,1.1918,24038,21214,23722,27382,10.068,4.6557000000000004,9.1424000000000003,16.98,1.6465000000000001,1.5273000000000001,1.6371,1.7778,55.835999999999999,23.26,38.747,116.74,693.82,638.71,693.88,751.32,39.064,23.774999999999999,39.189,53.707000000000001,15259,14060,15225,16528,50594,48046,50682,52866,206.56,145.19999999999999,212.71,274.88,72969,67070,72760,79563,177.31,76.801000000000002,162.63,302.3,4.9958999999999998,4.181,4.8941999999999997,6.0594999999999999,8.8703000000000003,8.0815999999999999,8.8840000000000003,9.6891999999999996,1.7396,1.5974999999999999,1.7306999999999999,1.9013,197150,186210,197140,207820,9.5988000000000004E-2,8.7563000000000002E-2,9.5352000000000006E-2,0.10465000000000001,4.9930000000000003,3.3256999999999999,4.7286999999999999,7.2683999999999997,61.023000000000003,32.417999999999999,66.841999999999999,83.177000000000007]
[5.3333300000000001,0.19724,0.19570000000000001,0.19736000000000001,0.19869999999999999,6.2179000000000002,4.7586000000000004,6.1078999999999999,7.8650000000000002,52504,42239,52089,64269,5.1677999999999997,4.4634,5.0671999999999997,6.0307000000000004,99.488,98.564999999999998,99.808999999999997,100,24.126000000000001,23.661999999999999,24.132999999999999,24.611999999999998,0.38178000000000001,0.36249999999999999,0.38624000000000003,0.39513999999999999,40115,38507,40127,41624,0.80311999999999995,0.30610999999999999,0.86831000000000003,1.2048000000000001,23997,21184,23683,27405,10.084,4.6683000000000003,9.1385000000000005,17.003,1.6653,1.5471999999999999,1.6564000000000001,1.7988999999999999,55.805999999999997,23.344000000000001,38.911000000000001,117.17,695.77,641.63,695.55,754.85,39.064,23.774999999999999,39.189,53.707000000000001,15310,14126,15298,16632,50281,47675,50334,52659,206.56,145.19999999999999,212.71,274.88,72830,66490,72906,79260,177.58,77.582999999999998,163.9,301.13,5.0552000000000001,4.2306999999999997,4.9372999999999996,6.1067999999999998,8.9814000000000007,8.1689000000000007,8.9550000000000001,9.7807999999999993,1.7604,1.6168,1.7551000000000001,1.9173,197230,186160,197500,208620,9.6543000000000004E-2,8.8122000000000006E-2,9.5822000000000004E-2,0.10542,5.0114000000000001,3.3249,4.7507000000000001,7.3037999999999998,61.046999999999997,32.338000000000001,67.048000000000002,83.195999999999998]
[5.4166699999999999,0.19667000000000001,0.19434000000000001,0.19681999999999999,0.19883000000000001,6.2180999999999997,4.7586000000000004,6.1185,7.8650000000000002,52324,42130,51823,64130,5.1657000000000002,4.4629000000000003,5.0934999999999997,6.0256999999999996,98.983999999999995,97.456000000000003,99.305000000000007,100,23.983000000000001,23.452000000000002,23.995000000000001,24.533000000000001,0.37970999999999999,0.36036000000000001,0.38325999999999999,0.39394000000000001,39866,38187,39881,41510,0.80215000000000003,0.30445,0.86438999999999999,1.2091000000000001,23768,20916,23430,27331,10.025,4.6692999999999998,9.1109000000000009,16.821000000000002,1.6687000000000001,1.5526,1.6604000000000001,1.8056000000000001,55.418999999999997,23.244,38.494999999999997,116.53,691.82,637.5,691.6,749.54,39.064,23.774999999999999,39.189,53.707000000000001,15234,14004,15215,16530,49722,47277,49714,52140,206.56,145.19999999999999,212.71,274.88,72110,65911,72039,78257,176.45,77.001999999999995,163.71,298.83,5.07,4.2362000000000002,4.9615,6.1081000000000003,9.0082000000000004,8.1872000000000007,8.9981000000000009,9.8147000000000002,1.766,1.6236999999999999,1.7605,1.9288000000000001,195920,184790,196060,207440,9.6286999999999998E-2,8.7770000000000001E-2,9.5587000000000005E-2,0.10531,4.9894999999999996,3.2850999999999999,4.7434000000000003,7.2135999999999996,60.677999999999997,32.039000000000001,66.296000000000006,82.709000000000003]
[5.5,0.19528999999999999,0.19245000000000001,0.19539999999999999,0.19827,6.2180999999999997,4.7586000000000004,6.1185,7.8650000000000002,52000,41857,51596,63758,5.1512000000000002,4.4398,5.0759999999999996,5.9762000000000004,98.314999999999998,96.67,98.483000000000004,99.929000000000002,23.815000000000001,23.277000000000001,23.818000000000001,24.347000000000001,0.37731999999999999,0.35758000000000001,0.38028000000000001,0.39211000000000001,39635,38012,39663,41291,0.80044999999999999,0.30193999999999999,0.85653999999999997,1.2050000000000001,23508,20629,23214,27025,9.952,4.6532999999999998,9.1135999999999999,16.593,1.6677999999999999,1.5507,1.6605000000000001,1.8,55.05,23.036000000000001,38.389000000000003,115.63,687.42,632.79999999999995,686.34,742.52,39.064,23.774999999999999,39.189,53.707000000000001,15156,13949,15112,16447,49290,47019,49256,51677,206.56,145.19999999999999,212.71,274.88,71444,65641,71472,77829,175.19,76.325999999999993,161.76,294.37,5.0754000000000001,4.2355,4.9882999999999997,6.1250999999999998,9.0280000000000005,8.2204999999999995,8.9995999999999992,9.8731000000000009,1.7668999999999999,1.6207,1.7624,1.9282999999999999,194900,184330,194860,206290,9.6000000000000002E-2,8.7642999999999999E-2,9.5445000000000002E-2,0.10537000000000001,4.9625000000000004,3.2940999999999998,4.7363999999999997,7.1516000000000002,60.273000000000003,31.715,66.218000000000004,82.263999999999996]
[5.5833300000000001,0.19574,0.19264999999999999,0.19583,0.19905999999999999,6.2180999999999997,4.7586000000000004,6.1185,7.8650000000000002,52077,41975,51706,63727,5.2050000000000001,4.4927000000000001,5.1189999999999998,6.0369000000000002,98.525000000000006,96.825000000000003,98.733999999999995,100,23.878,23.312000000000001,23.88,24.423999999999999,0.37959999999999999,0.36012,0.38268999999999997,0.39378999999999997,39916,38276,39929,41544,0.80806,0.30225000000000002,0.86075000000000002,1.2244999999999999,23576,20611,23315,27072,10.018000000000001,4.6795999999999998,9.1607000000000003,16.698,1.6878,1.5694999999999999,1.6794,1.8192999999999999,55.262,23.157,38.720999999999997,115.96,692.41,639.36,690.69,748.98,39.064,23.774999999999999,39.189,53.707000000000001,15290,14066,15253,16563,49572,47296,49545,51981,206.56,145.19999999999999,212.71,274.88,71782,65762,71800,78042,176.38,77.040000000000006,163.44,295.36,5.1474000000000002,4.3018000000000001,5.0467000000000004,6.2321,9.1707999999999998,8.3711000000000002,9.1392000000000007,10.007,1.7891999999999999,1.6463000000000001,1.7808999999999999,1.9521999999999999,196610,186070,196580,207850,9.6992999999999996E-2,8.8927000000000006E-2,9.6405000000000005E-2,0.10617,5.0023,3.3321000000000001,4.7624000000000004,7.2290999999999999,60.5,31.888000000000002,66.539000000000001,82.593999999999994]
[5.6666699999999999,0.19631999999999999,0.19294,0.19650999999999999,0.2,6.2176999999999998,4.7586000000000004,6.1185,7.8650000000000002,52192,41959,51891,64041,5.2674000000000003,4.5476999999999999,5.1817000000000002,6.1135999999999999,98.813000000000002,97.168000000000006,99.085999999999999,100,23.931999999999999,23.372,23.928999999999998,24.509,0.38231999999999999,0.36398000000000003,0.38541999999999998,0.39596999999999999,40267,38613,40242,42026,0.81696999999999997,0.30270999999999998,0.86490999999999996,1.2443,23706,20738,23414,27244,10.106999999999999,4.7324999999999999,9.2997999999999994,16.902000000000001,1.7108000000000001,1.5875999999999999,1.7031000000000001,1.8381000000000001,55.543999999999997,23.303000000000001,38.848999999999997,116.92,698.94,644.66,697.91,754.43,39.064,23.774999999999999,39.189,53.707000000000001,15458,14257,15408,16763,49951,47732,49864,52355,206.56,145.19999999999999,212.71,274.88,72320,66373,72229,78479,177.97,78.114999999999995,164.18,296.68,5.2310999999999996,4.3719000000000001,5.1295999999999999,6.3174000000000001,9.3331999999999997,8.5138999999999996,9.2940000000000005,10.189,1.8150999999999999,1.6692,1.81,1.986,198740,188230,198550,210020,9.8188999999999999E-2,9.0037000000000006E-2,9.7451999999999997E-2,0.10768999999999999,5.0534999999999997,3.3492000000000002,4.8072999999999997,7.3250999999999999,60.79,32.100999999999999,66.721999999999994,82.956999999999994]
[5.75,0.19528999999999999,0.1918,0.19535,0.19922000000000001,6.2145000000000001,4.7586000000000004,6.1185,7.8650000000000002,51931,41790,51532,63746,5.2565,4.5267999999999997,5.1612,6.0747,98.346999999999994,96.599000000000004,98.524000000000001,100,23.763000000000002,23.222999999999999,23.760999999999999,24.35,0.38042999999999999,0.36293999999999998,0.38331999999999999,0.39440999999999998,40069,38348,40020,41921,0.81593000000000004,0.30143999999999999,0.86084000000000005,1.2472000000000001,23512,20577,23245,27104,10.048,4.7359,9.2294999999999998,16.841999999999999,1.7101999999999999,1.5815999999999999,1.7073,1.8384,55.256,23.198,38.752000000000002,116.47,695.45,639.03,694.89,753.12,39.064,23.774999999999999,39.189,53.707000000000001,15399,14136,15326,16702,49588,47348,49489,51984,206.56,145.19999999999999,212.71,274.88,71822,65610,71660,78130,176.98,77.915000000000006,163.31,294.95,5.2393999999999998,4.3818000000000001,5.1298000000000004,6.2812000000000001,9.3538999999999994,8.5139999999999993,9.3184000000000005,10.238,1.8161,1.6705000000000001,1.8122,1.988,197930,187370,197750,209570,9.7983000000000001E-2,8.9819999999999997E-2,9.7199999999999995E-2,0.10758,5.0331999999999999,3.3355000000000001,4.7900999999999998,7.3093000000000004,60.478999999999999,31.966999999999999,66.228999999999999,82.379000000000005]
[5.8333300000000001,0.19527,0.19213,0.19536999999999999,0.19886999999999999,6.2148000000000003,4.7586000000000004,6.1185,7.8650000000000002,51930,41800,51548,63672,5.2687999999999997,4.55,5.1725000000000003,6.0964,98.349000000000004,96.781999999999996,98.441000000000003,100,23.771000000000001,23.256,23.762,24.355,0.38039000000000001,0.3624,0.38366,0.39379999999999998,40050,38323,40013,41866,0.81852000000000003,0.30164999999999997,0.86043999999999998,1.2537,23442,20539,23190,26909,10.042999999999999,4.7485999999999997,9.2182999999999993,16.827000000000002,1.7178,1.5847,1.718,1.8503000000000001,55.26,23.224,38.523000000000003,116.38,695.43,638.94000000000005,695.47,752.92,39.064,23.774999999999999,39.189,53.707000000000001,15419,14157,15380,16656,49467,47221,49424,51758,206.56,145.19999999999999,212.71,274.88,71673,65454,71581,77889,176.94,77.888000000000005,163.44,295.24,5.2694999999999999,4.3978000000000002,5.1582999999999997,6.3185000000000002,9.4149999999999991,8.5480999999999998,9.3916000000000004,10.319000000000001,1.8248,1.6735,1.823,1.9958,198080,187580,197950,209340,9.8244999999999999E-2,8.9967000000000005E-2,9.7670000000000007E-2,0.10773000000000001,5.0376000000000003,3.3441000000000001,4.7737999999999996,7.3475999999999999,60.481000000000002,31.978999999999999,66.23,82.070999999999998]
[5.9166699999999999,0.19561000000000001,0.19306000000000001,0.19569,0.19844000000000001,6.2168000000000001,4.7586000000000004,6.1185,7.8650000000000002,52012,41820,51569,63964,5.2976000000000001,4.5759999999999996,5.1989000000000001,6.1353,98.572000000000003,97.332999999999998,98.641999999999996,99.938000000000002,23.803000000000001,23.35,23.782,24.31,0.38142999999999999,0.36404999999999998,0.38513999999999998,0.39348,40116,38404,40126,41813,0.82321999999999995,0.30279,0.86231999999999998,1.2662,23444,20465,23180,26853,10.074999999999999,4.7679,9.2522000000000002,16.925999999999998,1.7303999999999999,1.5964,1.7319,1.8647,55.374000000000002,23.212,38.643000000000001,116.54,697.8,640.87,697.03,755.24,39.064,23.774999999999999,39.189,53.707000000000001,15490,14276,15476,16754,49478,47210,49456,51796,206.56,145.19999999999999,212.71,274.88,71796,65859,71763,77931,177.55,78.563000000000002,164.08,296.16000000000003,5.3178999999999998,4.4593999999999996,5.2054,6.3573000000000004,9.5105000000000004,8.6501000000000001,9.4860000000000007,10.41,1.8387,1.69,1.8333999999999999,2.0135000000000001,198850,188490,198760,209570,9.8857E-2,9.0284000000000003E-2,9.8154000000000005E-2,0.10804999999999999,5.0593000000000004,3.3681999999999999,4.7922000000000002,7.3773,60.61,32.045000000000002,66.465000000000003,82.472999999999999]
[6,0.19539999999999999,0.19345999999999999,0.19547999999999999,0.19752,6.2153999999999998,4.7586000000000004,6.1136999999999997,7.8650000000000002,51947,41750,51495,63772,5.3075000000000001,4.5909000000000004,5.2089999999999996,6.1635,98.55,97.629000000000005,98.591999999999999,99.59,23.776,23.367000000000001,23.756,24.24,0.38145000000000001,0.36476999999999998,0.38563999999999998,0.39212000000000002,39997,38304,40003,41658,0.82548999999999995,0.3029,0.86231000000000002,1.276,23345,20374,23079,26647,10.074999999999999,4.7945000000000002,9.2217000000000002,16.895,1.7394000000000001,1.6057999999999999,1.7353000000000001,1.8769,55.356999999999999,23.151,38.569000000000003,116.5,697.74,641.22,697.58,754.85,39.064,23.774999999999999,39.189,53.707000000000001,15531,14285,15508,16834,49216,46984,49211,51516,206.56,145.19999999999999,212.71,274.88,71617,65711,71604,77541,177.65,79.316000000000003,164.86,297.39,5.391,4.5414000000000003,5.2781000000000002,6.4054000000000002,9.5724,8.6943000000000001,9.5530000000000008,10.464,1.8458000000000001,1.6984999999999999,1.839,2.0215999999999998,198760,188160,198600,209500,9.9280999999999994E-2,9.0587000000000001E-2,9.8670999999999995E-2,0.10821,5.0667999999999997,3.3778999999999999,4.8010999999999999,7.3944000000000001,60.59,32.063000000000002,66.426000000000002,82.581999999999994]
[6.0833300000000001,0.19566,0.1943,0.19570000000000001,0.19700999999999999,6.2133000000000003,4.7586000000000004,6.1077000000000004,7.859,52004,41863,51439,63820,5.3304,4.6173999999999999,5.2213000000000003,6.2091000000000003,98.763999999999996,98.122,98.801000000000002,99.411000000000001,23.824000000000002,23.439,23.814,24.241,0.38240000000000002,0.36614999999999998,0.38743,0.39201999999999998,39926,38348,39940,41517,0.82994999999999997,0.30349999999999999,0.86224999999999996,1.2930999999999999,23281,20366,23020,26597,10.093999999999999,4.7858000000000001,9.2561999999999998,16.992000000000001,1.7556,1.6212,1.7501,1.8960999999999999,55.451999999999998,23.210999999999999,38.520000000000003,116.31,699.94,642.87,698.22,760.31,39.064,23.774999999999999,39.189,53.707000000000001,15640,14417,15590,16960,48963,46624,48930,51247,206.56,145.19999999999999,212.71,274.88,71630,65639,71729,77644,178.07,79.94,164.27,297.12,5.5129000000000001,4.6700999999999997,5.3871000000000002,6.5160999999999998,9.6654999999999998,8.7702000000000009,9.6236999999999995,10.605,1.8583000000000001,1.7058,1.8519000000000001,2.0299999999999998,198960,187720,199120,210110,0.10019,9.1332999999999998E-2,9.9557999999999994E-2,0.10954999999999999,5.0876000000000001,3.3996,4.7973999999999997,7.3617999999999997,60.697000000000003,32.137,66.531000000000006,82.793000000000006]
[6.1666699999999999,0.19613,0.19514999999999999,0.19617000000000001,0.19706000000000001,6.2093999999999996,4.7586000000000004,6.1089000000000002,7.8406000000000002,52106,42004,51502,63984,5.3654000000000002,4.6501000000000001,5.2683,6.24,99.05,98.599000000000004,99.061000000000007,99.503,23.89,23.471,23.87,24.315999999999999,0.38391999999999998,0.36897000000000002,0.38904,0.39245999999999998,39927,38274,39970,41536,0.83567999999999998,0.30437999999999998,0.86460999999999999,1.3075000000000001,23274,20313,22986,26669,10.130000000000001,4.8072999999999997,9.2621000000000002,17.082999999999998,1.7771999999999999,1.6376999999999999,1.7719,1.9245000000000001,55.598999999999997,23.292999999999999,38.590000000000003,116.35,704.05,646.73,701.88,764.96,39.064,23.774999999999999,39.189,53.707000000000001,15793,14540,15763,17152,48783,46445,48731,51116,206.56,145.19999999999999,212.71,274.88,71816,65759,71984,77762,178.82,80.433999999999997,164.77,298,5.6534000000000004,4.8155999999999999,5.5251999999999999,6.6604999999999999,9.7837999999999994,8.8659999999999997,9.7309000000000001,10.794,1.8752,1.7183999999999999,1.8697999999999999,2.0415000000000001,199530,188120,199470,211100,0.10141,9.2309000000000002E-2,0.1007,0.11123,5.1192000000000002,3.4276,4.8192000000000004,7.3845000000000001,60.857999999999997,32.231000000000002,66.644999999999996,83.07]
[6.25,0.19708000000000001,0.19611000000000001,0.19717000000000001,0.19796,6.2137000000000002,4.7586000000000004,6.1097999999999999,7.8441000000000001,52347,42122,51755,64273,5.4149000000000003,4.6950000000000003,5.3155999999999999,6.2765000000000004,99.507000000000005,99.018000000000001,99.581000000000003,100,23.99,23.567,23.975000000000001,24.411999999999999,0.38646999999999998,0.37278,0.39106999999999997,0.39445000000000002,40061,38396,40072,41660,0.84282000000000001,0.30610999999999999,0.87041999999999997,1.3240000000000001,23354,20403,23092,26789,10.189,4.8348000000000004,9.2309999999999999,17.117999999999999,1.8036000000000001,1.6667000000000001,1.7938000000000001,1.952,55.856000000000002,23.423999999999999,38.47,116.65,710.01,650.47,707.11,773.18,39.064,23.774999999999999,39.189,53.707000000000001,15985,14680,15917,17378,48759,46392,48762,51139,206.56,145.19999999999999,212.71,274.88,72219,66094,72277,78120,179.98,79.899000000000001,165.7,299.89999999999998,5.8019999999999996,4.9358000000000004,5.6630000000000003,6.8261000000000003,9.9204000000000008,8.9916999999999998,9.8760999999999992,10.945,1.897,1.7448999999999999,1.8914,2.0678999999999998,200640,189090,200210,212400,0.10292,9.3530000000000002E-2,0.10237,0.113,5.1634000000000002,3.4613999999999998,4.8377999999999997,7.4942000000000002,61.131999999999998,32.369999999999997,67.007999999999996,83.248000000000005]
[6.3333300000000001,0.19797000000000001,0.19647999999999999,0.19807,0.19947000000000001,6.2180999999999997,4.7586000000000004,6.1185,7.8650000000000002,52511,42257,51797,64365,5.4470999999999998,4.7302,5.3468,6.3216000000000001,99.47,98.587999999999994,99.766999999999996,100,24.004999999999999,23.527000000000001,24.003,24.486000000000001,0.38756000000000002,0.37436000000000003,0.39115,0.39657999999999999,40110,38349,40113,41736,0.84592000000000001,0.30575000000000002,0.86702999999999997,1.3325,23359,20441,23030,26856,10.204000000000001,4.8212999999999999,9.3071000000000002,17.198,1.8247,1.6817,1.8149999999999999,1.9847999999999999,55.841000000000001,23.445,38.662999999999997,116.59,712.59,654.54999999999995,709.47,779.89,39.064,23.774999999999999,39.189,53.707000000000001,16092,14732,16034,17584,48572,46161,48545,50933,206.56,145.19999999999999,212.71,274.88,72248,66075,72154,78573,180.16,79.653999999999996,165.09,298.76,5.9130000000000003,5.0313999999999997,5.7594000000000003,6.9573,9.9946000000000002,9.0214999999999996,9.9822000000000006,11.051,1.9121999999999999,1.7629999999999999,1.9048,2.0821000000000001,200760,188990,200380,212270,0.10392999999999999,9.4319E-2,0.10349999999999999,0.11416,5.1809000000000003,3.4727999999999999,4.8456000000000001,7.4912999999999998,61.173000000000002,32.371000000000002,67.263999999999996,83.384]
[6.4166699999999999,0.19747000000000001,0.19520000000000001,0.19757,0.19977,6.2180999999999997,4.7586000000000004,6.1185,7.8650000000000002,52373,42128,51726,64040,5.4465000000000003,4.7332999999999998,5.3502999999999998,6.3072999999999997,99.04,97.731999999999999,99.290999999999997,100,23.89,23.408000000000001,23.885000000000002,24.449000000000002,0.38624000000000003,0.37195,0.38930999999999999,0.39622000000000002,39981,38151,39998,41625,0.84370000000000001,0.30686000000000002,0.871,1.3361000000000001,23216,20300,22931,26779,10.148999999999999,4.7792000000000003,9.2254000000000005,17.056999999999999,1.8341000000000001,1.6917,1.8214999999999999,1.9985999999999999,55.536000000000001,23.359000000000002,38.511000000000003,116.08,710.84,649.13,707.56,778.68,39.064,23.774999999999999,39.189,53.707000000000001,16096,14688,16051,17562,48224,45809,48201,50642,206.56,145.19999999999999,212.71,274.88,71824,65577,71865,78383,179.08,79.623000000000005,164.23,296.42,5.9798,5.1012000000000004,5.8529,6.9985999999999997,9.9992000000000001,9.0165000000000006,9.9619,11.061999999999999,1.9144000000000001,1.7554000000000001,1.9098999999999999,2.0872999999999999,199980,187670,200260,212350,0.10424,9.4297000000000006E-2,0.10372000000000001,0.11446000000000001,5.1642999999999999,3.4712999999999998,4.8536000000000001,7.4474,60.866999999999997,32.106000000000002,66.97,82.893000000000001]
[6.5,0.19603000000000001,0.19306999999999999,0.19613,0.19908999999999999,6.2180999999999997,4.7586000000000004,6.1185,7.8650000000000002,52026,41920,51322,63632,5.4283000000000001,4.7184999999999997,5.3308999999999997,6.2968999999999999,98.316999999999993,96.594999999999999,98.457999999999998,99.947000000000003,23.701000000000001,23.177,23.681999999999999,24.274000000000001,0.38371,0.36860999999999999,0.38646000000000003,0.39395999999999998,39764,37880,39796,41554,0.83933000000000002,0.30554999999999999,0.85065000000000002,1.3282,23003,20086,22685,26600,10.074,4.7446999999999999,9.1829000000000001,16.942,1.8368,1.6874,1.8261000000000001,2.0032000000000001,55.148000000000003,23.138000000000002,38.363,115.42,707.91,645.9,705.05,777.07,39.064,23.774999999999999,39.189,53.707000000000001,16057,14619,15994,17606,47860,45384,47878,50386,206.56,145.19999999999999,212.71,274.88,71288,65135,71389,78044,177.63,79.847999999999999,162.66,292.76,6.0270999999999999,5.1566999999999998,5.9004000000000003,7.0735999999999999,9.9773999999999994,8.9740000000000002,9.9512999999999998,11.092000000000001,1.9089,1.7401,1.9025000000000001,2.0897999999999999,199200,186960,199300,211580,0.10434,9.4208E-2,0.10408000000000001,0.11443,5.1345000000000001,3.4420000000000002,4.8304,7.3882000000000003,60.418999999999997,31.765999999999998,66.248000000000005,82.456000000000003]
[6.5833300000000001,0.19642999999999999,0.19309000000000001,0.19658,0.2,6.2180999999999997,4.7586000000000004,6.1185,7.8650000000000002,52099,42000,51466,63598,5.4840999999999998,4.7638999999999996,5.3817000000000004,6.4001999999999999,98.518000000000001,96.778000000000006,98.628,100,23.741,23.21,23.728999999999999,24.344999999999999,0.38562999999999997,0.37056,0.38752999999999999,0.39596999999999999,40064,38121,40127,41976,0.84494999999999998,0.30698999999999999,0.86141999999999996,1.3431,23094,20238,22722,26707,10.143000000000001,4.7995000000000001,9.2489000000000008,17.096,1.8640000000000001,1.7173,1.8512,2.0276999999999998,55.356999999999999,23.169,38.545999999999999,115.35,715.02,651.28,712.05,784.64,39.064,23.774999999999999,39.189,53.707000000000001,16231,14800,16185,17803,48175,45728,48081,50745,206.56,145.19999999999999,212.71,274.88,71733,65334,71768,78692,178.69,80.093999999999994,163.21,295.01,6.1528,5.2488999999999999,6.0319000000000003,7.1904000000000003,10.092000000000001,9.0944000000000003,10.09,11.191000000000001,1.9274,1.7543,1.9231,2.1032999999999999,201380,189290,201330,214520,0.10589,9.5930000000000001E-2,0.1056,0.11599,5.1731999999999996,3.472,4.8753000000000002,7.4802999999999997,60.612000000000002,31.765999999999998,66.55,82.57]
[6.6666699999999999,0.19699,0.19345999999999999,0.19728000000000001,0.2,6.2179000000000002,4.7586000000000004,6.1185,7.8650000000000002,52220,42025,51495,63747,5.5568999999999997,4.8388999999999998,5.4469000000000003,6.4964000000000004,98.834999999999994,97.179000000000002,99.082999999999998,100,23.771999999999998,23.219000000000001,23.762,24.324999999999999,0.38806000000000002,0.37526999999999999,0.38990999999999998,0.39795999999999998,40470,38542,40554,42428,0.85196000000000005,0.30767,0.86729000000000001,1.3620000000000001,23256,20356,22833,26849,10.249000000000001,4.8422000000000001,9.2946000000000009,17.312999999999999,1.8966000000000001,1.7444999999999999,1.887,2.0636000000000001,55.63,23.286000000000001,38.643000000000001,115.69,724.69,661.25,723.14,793.92,39.064,23.774999999999999,39.189,53.707000000000001,16449,14966,16415,17998,48626,46120,48526,51230,206.56,145.19999999999999,212.71,274.88,72380,65975,72383,79176,180.36,80.462000000000003,165.17,297.68,6.2962999999999996,5.3781999999999996,6.1877000000000004,7.3433000000000002,10.234999999999999,9.2093000000000007,10.225,11.33,1.9509000000000001,1.7714000000000001,1.9462999999999999,2.1284000000000001,204240,192140,203960,217240,0.10775999999999999,9.7924999999999998E-2,0.10768999999999999,0.11787,5.2290000000000001,3.5228999999999999,4.9238,7.5974000000000004,60.890999999999998,31.911000000000001,66.816000000000003,83.004999999999995]
[6.75,0.19594,0.19222,0.19608,0.19975000000000001,6.2159000000000004,4.7567000000000004,6.1136999999999997,7.8650000000000002,51975,41854,51205,63565,5.5541,4.8296000000000001,5.4442000000000004,6.4682000000000004,98.346999999999994,96.494,98.468999999999994,100,23.576000000000001,23.013000000000002,23.579000000000001,24.157,0.38633000000000001,0.37501000000000001,0.38784000000000002,0.39598,40346,38320,40402,42375,0.84904000000000002,0.30690000000000001,0.85799000000000003,1.3604000000000001,23117,20200,22730,26672,10.214,4.8579999999999997,9.2575000000000003,17.277999999999999,1.9044000000000001,1.7433000000000001,1.8986000000000001,2.0794999999999999,55.353000000000002,23.169,38.442,115.22,724.54,662.16,723.83,793.8,39.064,23.774999999999999,39.189,53.707000000000001,16439,15023,16389,17956,48402,46012,48419,51003,206.56,145.19999999999999,212.71,274.88,72020,65303,71919,78542,179.56,80.238,165.02,295.49,6.35,5.4322999999999997,6.2127999999999997,7.4417,10.227,9.2032000000000007,10.220000000000001,11.34,1.948,1.7690999999999999,1.9407000000000001,2.1267999999999998,204230,192190,204310,217020,0.10808,9.8242999999999997E-2,0.10771,0.11876,5.2138999999999998,3.5146000000000002,4.9032999999999998,7.5860000000000003,60.587000000000003,31.794,66.457999999999998,82.415000000000006]
[6.8333300000000001,0.19589999999999999,0.19250999999999999,0.19599,0.19933000000000001,6.2160000000000002,4.7525000000000004,6.1185,7.8577000000000004,51976,41919,51251,63545,5.5804,4.8564999999999996,5.4627999999999997,6.4880000000000004,98.35,96.649000000000001,98.451999999999998,100,23.555,23.030999999999999,23.553000000000001,24.116,0.3866,0.37613000000000002,0.38843,0.39582000000000001,40429,38344,40469,42482,0.85075000000000001,0.30653999999999998,0.86153999999999997,1.3593999999999999,23104,20256,22736,26514,10.23,4.8525,9.2449999999999992,17.34,1.9211,1.7593000000000001,1.9169,2.0962999999999998,55.381999999999998,23.206,38.564999999999998,115.48,728.22,663.57,729.3,796.62,39.064,23.774999999999999,39.189,53.707000000000001,16511,15124,16483,18059,48435,46054,48437,51143,206.56,145.19999999999999,212.71,274.88,72056,65304,71912,78617,179.67,80.423000000000002,165.37,294.89,6.4324000000000003,5.5079000000000002,6.3014999999999999,7.5537000000000001,10.27,9.2487999999999992,10.268000000000001,11.372,1.9541999999999999,1.7809999999999999,1.9453,2.1349999999999998,205290,192920,205410,218590,0.10894,9.8656999999999995E-2,0.10827000000000001,0.11974,5.2244000000000002,3.5287000000000002,4.8982000000000001,7.6115000000000004,60.61,31.809000000000001,66.492999999999995,82.394999999999996]
[6.9166699999999999,0.19614000000000001,0.19345999999999999,0.19619,0.19886000000000001,6.2172999999999998,4.7586000000000004,6.1185,7.8577000000000004,52044,41981,51352,63654,5.6191000000000004,4.8962000000000003,5.4954999999999998,6.5358000000000001,98.510999999999996,97.126999999999995,98.548000000000002,99.825999999999993,23.550999999999998,23.094999999999999,23.538,24.045000000000002,0.38751999999999998,0.37953999999999999,0.38923999999999997,0.39538000000000001,40581,38564,40589,42571,0.85404999999999998,0.30636999999999998,0.86607000000000001,1.365,23140,20328,22764,26534,10.271000000000001,4.8933,9.2853999999999992,17.395,1.9408000000000001,1.7783,1.9387000000000001,2.1141000000000001,55.491,23.29,38.607999999999997,115.86,733.49,668.97,733.26,803.69,39.064,23.774999999999999,39.189,53.707000000000001,16621,15234,16616,18166,48586,46218,48565,51305,206.56,145.19999999999999,212.71,274.88,72296,65551,72123,78679,180.24,80.611999999999995,166.04,296.37,6.5288000000000004,5.5974000000000004,6.3852000000000002,7.6912000000000003,10.342000000000001,9.3285999999999998,10.353999999999999,11.438000000000001,1.9646999999999999,1.7948,1.9578,2.1461999999999999,206820,194520,206680,220220,0.10999,9.9757999999999999E-2,0.10932,0.12089,5.2481,3.5554999999999999,4.9217000000000004,7.6506999999999996,60.725000000000001,31.893999999999998,66.516000000000005,82.644000000000005]
[7,0.19589999999999999,0.1938,0.19597999999999999,0.19794999999999999,6.2164000000000001,4.7586000000000004,6.1185,7.8434999999999997,51974,41923,51245,63519,5.6341000000000001,4.9295,5.5133000000000001,6.5811000000000002,98.454999999999998,97.403999999999996,98.509,99.474999999999994,23.495999999999999,23.077999999999999,23.457000000000001,23.951000000000001,0.38777,0.38068000000000002,0.38939000000000001,0.39394000000000001,40543,38598,40525,42503,0.85521000000000003,0.30551,0.86417999999999995,1.3667,23151,20406,22721,26631,10.272,4.9016999999999999,9.2659000000000002,17.367000000000001,1.9514,1.7886,1.9467000000000001,2.1215999999999999,55.48,23.288,38.478000000000002,115.66,735.64,672.89,735.53,806.23,39.064,23.774999999999999,39.189,53.707000000000001,16720,15322,16686,18305,48551,46163,48483,51150,206.56,145.19999999999999,212.71,274.88,72395,65630,72091,78945,180.26,80.602999999999994,166,297.58999999999997,6.6029999999999998,5.6660000000000004,6.4462000000000002,7.7428999999999997,10.382,9.3552,10.379,11.500999999999999,1.9685999999999999,1.7926,1.9646999999999999,2.1526999999999998,207440,195210,207030,220920,0.11107,0.1007,0.11035,0.12195,5.2638999999999996,3.5739999999999998,4.9218000000000002,7.6780999999999997,60.706000000000003,31.934000000000001,66.433000000000007,82.552000000000007]
[7.0833300000000001,0.18318000000000001,0.17505999999999999,0.18190000000000001,0.19439000000000001,6.2180999999999997,4.7586000000000004,6.1185,7.8650000000000002,44649,36903,44179,53852,5.4673999999999996,4.7808000000000002,5.3678999999999997,6.3639000000000001,85.141999999999996,83.716999999999999,84.834000000000003,87.028000000000006,20.28,19.792000000000002,20.218,20.797999999999998,0.32641999999999999,0.31520999999999999,0.32607999999999998,0.33735999999999999,39187,37244,39187,41177,0.75417000000000001,0.30943999999999999,0.75405,1.1976,22568,19878,22108,26205,9.7096999999999998,4.7115999999999998,8.8399000000000001,15.749000000000001,1.8998999999999999,1.7337,1.8996999999999999,2.0752000000000002,55.381999999999998,23.824000000000002,39.171999999999997,113.73,716.58,649.88,714.36,785.37,39.064,23.774999999999999,39.189,53.707000000000001,16383,14914,16351,17767,47090,44355,47128,49814,206.56,145.19999999999999,212.71,274.88,69977,63373,69709,76896,163.95,77.700999999999993,152.93,259.32,6.5193000000000003,5.6071,6.3887999999999998,7.6508000000000003,9.9810999999999996,8.8385999999999996,9.9951000000000008,11.164999999999999,1.9131,1.7384999999999999,1.9052,2.0977999999999999,202210,188340,202050,215710,0.10209,9.3861E-2,0.1014,0.11094999999999999,4.8148999999999997,3.4689999999999999,4.5881999999999996,6.5762999999999998,54.854999999999997,32.267000000000003,59.612000000000002,71.835999999999999]
[7.1666699999999999,0.16245999999999999,0.15448000000000001,0.16148000000000001,0.17132,6.2180999999999997,4.7586000000000004,6.1185,7.8650000000000002,35877,29805,35541,42922,4.5389999999999997,3.9906999999999999,4.4641000000000002,5.2508999999999997,68.629000000000005,67.308000000000007,68.391000000000005,70.06,17.234000000000002,16.651,17.183,17.805,0.27324999999999999,0.26029999999999998,0.27277000000000001,0.28527999999999998,31268,29770,31246,32788,0.66169,0.30602000000000001,0.65890000000000004,1.0089999999999999,18368,16207,18036,21062,7.6007999999999996,3.7410999999999999,6.9500999999999999,12.272,1.5783,1.4433,1.5758000000000001,1.7185999999999999,48.192999999999998,23.085999999999999,37.384,89.613,594.32000000000005,541.35,593.20000000000005,650.54999999999995,39.064,23.774999999999999,39.189,53.707000000000001,13649,12478,13664,14791,37050,35022,37081,39151,204.78,145.19999999999999,212.71,266.98,57769,52197,57566,63465,128.62,62.113,119.95,201.67,5.4256000000000002,4.6986999999999997,5.3259999999999996,6.3175999999999997,8.3651999999999997,7.4455999999999998,8.3653999999999993,9.3103999999999996,1.5825,1.4467000000000001,1.5748,1.7358,161250,150790,160830,171600,8.5199999999999998E-2,7.8591999999999995E-2,8.4810999999999998E-2,9.2562000000000005E-2,3.8892000000000002,2.8441000000000001,3.7090000000000001,5.2481,50.228000000000002,32.267000000000003,53.524000000000001,63.790999999999997]
[7.25,0.18654000000000001,0.17349999999999999,0.18576999999999999,0.2,6.2180999999999997,4.7586000000000004,6.1185,7.8650000000000002,39662,34091,39377,46244,4.7111999999999998,4.1550000000000002,4.6292,5.4522000000000004,75.88,73.843000000000004,75.844999999999999,78.096999999999994,18.501000000000001,17.739000000000001,18.469000000000001,19.256,0.28906999999999999,0.27478999999999998,0.28852,0.30293999999999999,32378,30892,32345,33821,0.69718000000000002,0.31068000000000001,0.70509999999999995,1.0399,18905,16723,18575,21819,7.8353999999999999,3.8519000000000001,7.1932,12.888,1.6264000000000001,1.4883,1.6196999999999999,1.7766999999999999,53.92,23.824000000000002,39.134999999999998,109.6,608.1,556.91999999999996,606.46,663.23,39.064,23.774999999999999,39.189,53.707000000000001,14036,12878,14046,15185,38124,36177,38068,40235,206.56,145.19999999999999,212.71,274.88,59136,53601,59043,64806,133.27000000000001,63.753,124.2,212.3,5.5987999999999998,4.8624000000000001,5.4964000000000004,6.5011000000000001,8.5558999999999994,7.6482000000000001,8.5706000000000007,9.4524000000000008,1.6287,1.4942,1.6185,1.7830999999999999,166330,155920,165930,176450,8.8973999999999998E-2,8.1872E-2,8.8525999999999994E-2,9.7048999999999996E-2,4.0438999999999998,2.9641999999999999,3.8572000000000002,5.4576000000000002,54.274000000000001,32.978000000000002,58.203000000000003,68.394999999999996]
[7.3333300000000001,0.19778000000000001,0.19033,0.2,0.2,6.2180999999999997,4.7586000000000004,6.1185,7.8650000000000002,42562,37142,42401,48694,4.9008000000000003,4.3212000000000002,4.8162000000000003,5.6562999999999999,81.805000000000007,79.308999999999997,81.843000000000004,84.369,19.673999999999999,18.722000000000001,19.66,20.605,0.30403999999999998,0.28752,0.30401,0.31996000000000002,33300,31743,33268,34837,0.72824,0.31068000000000001,0.75514999999999999,1.0741000000000001,19466,17215,19082,22335,8.0838999999999999,3.9780000000000002,7.4558,13.39,1.6796,1.5394000000000001,1.6763999999999999,1.8285,55.484999999999999,23.873999999999999,39.500999999999998,115.37,625.02,571.37,623.19000000000005,681,39.064,23.774999999999999,39.189,53.707000000000001,14482,13321,14479,15662,39214,37122,39228,41265,206.56,145.19999999999999,212.71,274.88,60774,55161,60793,66197,137.94,65.799000000000007,129.52000000000001,221.38,5.7984999999999998,5.0658000000000003,5.6966000000000001,6.7035999999999998,8.7972000000000001,7.8784999999999998,8.7949000000000002,9.7151999999999994,1.6731,1.5390999999999999,1.6648000000000001,1.8329,171530,160690,171540,181920,9.2827999999999994E-2,8.5222000000000006E-2,9.2616000000000004E-2,0.10087,4.1862000000000004,3.0516000000000001,4.0224000000000002,5.6706000000000003,57.457000000000001,33.021999999999998,62.832000000000001,73.268000000000001]
[7.4166699999999999,0.19986000000000001,0.2,0.2,0.2,6.2180999999999997,4.7586000000000004,6.1185,7.8650000000000002,45230,40023,44949,51198,5.0789999999999997,4.4847999999999999,4.9844999999999997,5.8428000000000004,87.091999999999999,83.522000000000006,87.233999999999995,90.11,20.707999999999998,19.562000000000001,20.693999999999999,21.795999999999999,0.31701000000000001,0.29710999999999999,0.31596000000000002,0.33506999999999998,34098,32483,34119,35686,0.75127999999999995,0.31068000000000001,0.80225000000000002,1.1055999999999999,19917,17580,19504,22830,8.2946000000000009,4.0956999999999999,7.6410999999999998,13.702,1.7290000000000001,1.5898000000000001,1.7276,1.8815,56.168999999999997,23.873999999999999,39.716999999999999,117,639.42999999999995,586.11,637.95000000000005,695.99,39.064,23.774999999999999,39.189,53.707000000000001,14838,13665,14817,16017,40100,37960,40060,42207,206.56,145.19999999999999,212.71,274.88,61955,56360,62049,67488,141.82,67.748999999999995,132.12,229.52,5.9753999999999996,5.2244000000000002,5.8704999999999998,6.9135999999999997,8.9830000000000005,8.0632000000000001,9.0175999999999998,9.8963999999999999,1.7084999999999999,1.5676000000000001,1.7028000000000001,1.867,176040,165430,176030,187290,9.6264000000000002E-2,8.8302000000000005E-2,9.6435000000000007E-2,0.10444000000000001,4.3056999999999999,3.1320000000000001,4.1325000000000003,5.8806000000000003,59.65,33.021999999999998,65.804000000000002,77.543000000000006]
[7.5,0.19999,0.2,0.2,0.2,6.2180999999999997,4.7586000000000004,6.1185,7.8650000000000002,47298,41789,47030,53266,5.2476000000000003,4.6384999999999996,5.16,6.0582000000000003,91.694000000000003,87.356999999999999,92.073999999999998,95.611999999999995,21.664000000000001,20.341999999999999,21.606999999999999,22.957999999999998,0.32904,0.30642999999999998,0.32840999999999998,0.34975000000000001,34773,32999,34832,36524,0.77100999999999997,0.31068000000000001,0.83267000000000002,1.1347,20328,17997,19925,23431,8.5105000000000004,4.2032999999999996,7.8258999999999999,14.101000000000001,1.7754000000000001,1.6272,1.7755000000000001,1.9354,56.518000000000001,23.873999999999999,39.716999999999999,117.89,653.39,600.94000000000005,651.47,709.87,39.064,23.774999999999999,39.189,53.707000000000001,15194,13963,15197,16428,40852,38556,40882,43087,206.56,145.19999999999999,212.71,274.88,63143,57310,63323,68889,145.72999999999999,69.320999999999998,135.75,237.11,6.1505999999999998,5.3808999999999996,6.0442,7.1298000000000004,9.1737000000000002,8.2499000000000002,9.1981000000000002,10.138999999999999,1.7413000000000001,1.5979000000000001,1.7364999999999999,1.9025000000000001,180200,168990,180280,191130,9.9356E-2,9.1127E-2,9.9351999999999996E-2,0.10806,4.4207999999999998,3.2105999999999999,4.2275,6.0082000000000004,61.148000000000003,33.021999999999998,67.828999999999994,80.638999999999996]
[7.5833300000000001,0.2,0.2,0.2,0.2,6.2180999999999997,4.7586000000000004,6.1185,7.8650000000000002,48633,42063,48665,55182,5.4173999999999998,4.7826000000000004,5.3423999999999996,6.2100999999999997,95.38,89.203999999999994,96.512,100,22.626999999999999,21.085000000000001,22.588000000000001,24.149000000000001,0.34147,0.31736999999999999,0.34097,0.36421999999999999,35392,33252,35504,37287,0.78924000000000005,0.31068000000000001,0.86087999999999998,1.1592,20767,18328,20378,23908,8.7441999999999993,4.3040000000000003,8.0396000000000001,14.513,1.8227,1.669,1.8222,1.9826999999999999,56.685000000000002,23.873999999999999,39.716999999999999,117.89,668.43,615.78,667.92,723.58,39.064,23.774999999999999,39.189,53.707000000000001,15588,14342,15611,16878,41521,38620,41713,43993,206.56,145.19999999999999,212.71,274.88,64513,58602,64475,70465,150.06,71.224999999999994,140.30000000000001,244.89,6.3380000000000001,5.5251999999999999,6.2351000000000001,7.3213999999999997,9.4085999999999999,8.4772999999999996,9.4375999999999998,10.353999999999999,1.7788999999999999,1.6331,1.7737000000000001,1.9433,184150,171430,184310,195760,0.10269,9.3994999999999995E-2,0.10279000000000001,0.11162,4.5460000000000003,3.2970000000000002,4.3342000000000001,6.1733000000000002,62.034999999999997,33.021999999999998,68.507999999999996,83.549000000000007]
[7.6666699999999999,0.2,0.2,0.2,0.2,6.2180999999999997,4.7586000000000004,6.1185,7.8650000000000002,50071,42263,50034,57575,5.6182999999999996,4.9744000000000002,5.5317999999999996,6.4164000000000003,98.230999999999995,92.983000000000004,100,100,23.582000000000001,21.940999999999999,23.637,24.991,0.35489999999999999,0.3301,0.35417999999999999,0.37922,36345,33958,36458,38501,0.80430999999999997,0.31068000000000001,0.87677000000000005,1.1929000000000001,21267,18840,20859,24548,9.0127000000000006,4.4421999999999997,8.2891999999999992,15.116,1.8807,1.7199,1.8825000000000001,2.0365000000000002,56.856999999999999,23.873999999999999,39.716999999999999,118.13,687.36,633.02,688.63,744.74,39.064,23.774999999999999,39.189,53.707000000000001,16015,14766,16032,17280,42658,39390,42929,45216,206.56,145.19999999999999,212.71,274.88,65983,60025,66129,71872,154.57,73.278000000000006,144.69999999999999,254.18,6.5583999999999998,5.7302,6.4603000000000002,7.6090999999999998,9.6370000000000005,8.7103000000000002,9.6433,10.621,1.8189,1.6638999999999999,1.8147,1.9834000000000001,189890,176490,190080,201760,0.10649,9.7614999999999993E-2,0.10630000000000001,0.11583,4.6828000000000003,3.4163999999999999,4.4779999999999998,6.3620999999999999,62.369,33.021999999999998,68.555000000000007,84.667000000000002]
[7.75,0.2,0.2,0.2,0.2,6.2180999999999997,4.7586000000000004,6.1185,7.8650000000000002,51014,42347,51020,59215,5.7831000000000001,5.1189999999999998,5.6891999999999996,6.6033999999999997,99.316000000000003,97.933999999999997,100,100,24.166,22.696000000000002,24.427,25.132999999999999,0.36523,0.34040999999999999,0.36419000000000001,0.39206999999999997,37130,34728,37254,39389,0.81447999999999998,0.31068000000000001,0.88190000000000002,1.2148000000000001,21655,19174,21210,24937,9.2151999999999994,4.5576999999999996,8.4863,15.395,1.9280999999999999,1.7650999999999999,1.9258,2.0973999999999999,56.962000000000003,23.873999999999999,39.716999999999999,118.4,701.89,648.09,701.06,762.6,39.064,23.774999999999999,39.189,53.707000000000001,16332,15029,16370,17638,43565,40293,43814,46260,206.56,145.19999999999999,212.71,274.88,67109,61284,67137,72964,157.9,75.266000000000005,147.15,258.93,6.7359,5.9180999999999999,6.6317000000000004,7.7984999999999998,9.7904999999999998,8.8463999999999992,9.7929999999999993,10.786,1.8472999999999999,1.6871,1.8435999999999999,2.0169999999999999,194440,180590,194730,207070,0.10940999999999999,9.9793000000000007E-2,0.10921,0.11933000000000001,4.7885999999999997,3.476,4.5807000000000002,6.5301,62.454000000000001,33.021999999999998,68.597999999999999,84.826999999999998]
[7.8333300000000001,0.2,0.2,0.2,0.2,6.2180999999999997,4.7586000000000004,6.1185,7.8650000000000002,51392,42347,51164,60391,5.9040999999999997,5.2333999999999996,5.7954999999999997,6.7416999999999998,99.454999999999998,99.269000000000005,100,100,24.443999999999999,23.417000000000002,24.626000000000001,25.134,0.37370999999999999,0.34950999999999999,0.37411,0.4,37512,34886,37732,39941,0.82455000000000001,0.31068000000000001,0.88492000000000004,1.2424999999999999,21985,19432,21532,25243,9.3736999999999995,4.6098999999999997,8.6207999999999991,15.631,1.9616,1.7981,1.9603999999999999,2.1307999999999998,57.026000000000003,23.873999999999999,39.716999999999999,118.53,711.78,658.47,712.73,773.87,39.064,23.774999999999999,39.189,53.707000000000001,16626,15317,16667,17871,43981,40331,44344,46986,206.56,145.19999999999999,212.71,274.88,68049,62062,68081,73988,160.94999999999999,76.353999999999999,150.22,265.16000000000003,6.8724999999999996,6.0174000000000003,6.7591000000000001,7.9501999999999997,9.9611999999999998,8.9954000000000001,9.9656000000000002,10.917,1.8733,1.7130000000000001,1.8709,2.0449999999999999,196960,182340,197250,209980,0.11172,0.10205,0.11114,0.12207,4.8811999999999998,3.5461,4.6635999999999997,6.6676000000000002,62.494999999999997,33.021999999999998,68.597999999999999,85.102000000000004]
[7.9166699999999999,0.2,0.2,0.2,0.2,6.2180999999999997,4.7586000000000004,6.1185,7.8650000000000002,51704,42392,51244,61565,6.0227000000000004,5.335,5.9099000000000004,6.8966000000000003,99.581999999999994,100,100,100,24.59,23.945,24.666,25.206,0.38106000000000001,0.35857,0.38375999999999999,0.4,37924,35057,38184,40387,0.83372999999999997,0.31068000000000001,0.88634999999999997,1.2670999999999999,22287,19681,21871,25625,9.5294000000000008,4.6791999999999998,8.7569999999999997,15.708,1.9933000000000001,1.8206,1.9910000000000001,2.1640000000000001,57.088000000000001,23.873999999999999,39.716999999999999,118.53,721.56,666.77,722.26,782.14,39.064,23.774999999999999,39.189,53.707000000000001,16908,15616,16960,18204,44461,40581,44991,47573,206.56,145.19999999999999,212.71,274.88,69025,62944,69023,74860,163.92,77.378,152.66999999999999,269.91000000000003,7.0087999999999999,6.1372,6.8905000000000003,8.0813000000000006,10.127000000000001,9.1610999999999994,10.118,11.112,1.8983000000000001,1.7318,1.8928,2.0764,199680,184690,200120,212980,0.11398,0.10383000000000001,0.11362,0.12422999999999999,4.9710000000000001,3.5977000000000001,4.7355999999999998,6.7873999999999999,62.51,33.021999999999998,68.597999999999999,85.227999999999994]
[8,0.2,0.2,0.2,0.2,6.2180999999999997,4.7586000000000004,6.1185,7.8650000000000002,51854,42347,51436,62314,6.1196000000000002,5.4196999999999997,6.0030000000000001,6.9725000000000001,99.646000000000001,100,100,100,24.608000000000001,23.989000000000001,24.628,25.189,0.38835999999999998,0.36751,0.39473999999999998,0.4,38169,35199,38431,40717,0.84196000000000004,0.31068000000000001,0.88800000000000001,1.2886,22611,19932,22188,26144,9.6588999999999992,4.7457000000000003,8.8862000000000005,15.837999999999999,2.0156000000000001,1.8474999999999999,2.0139,2.1909999999999998,57.134,23.873999999999999,39.716999999999999,118.95,729.38,673.11,729.25,787.88,39.064,23.774999999999999,39.189,53.707000000000001,17255,15926,17285,18593,44808,40607,45362,48014,206.56,145.19999999999999,212.71,274.88,70088,63829,70215,76032,166.52,78.155000000000001,154.75,273.33,7.1247999999999996,6.2257999999999996,7.0124000000000004,8.1819000000000006,10.281000000000001,9.3001000000000005,10.282999999999999,11.319000000000001,1.9207000000000001,1.7509999999999999,1.9179999999999999,2.0985,201670,186250,202630,214730,0.11654,0.10611,0.11579,0.12712999999999999,5.0664999999999996,3.6570999999999998,4.8139000000000003,6.9419000000000004,62.515999999999998,33.021999999999998,68.597999999999999,85.227999999999994]
[8.0833300000000001,0.2,0.2,0.2,0.2,6.2180999999999997,4.7586000000000004,6.1185,7.8650000000000002,51827,42347,51318,62653,6.2156000000000002,5.5159000000000002,6.0830000000000002,7.0853999999999999,99.647999999999996,100,100,100,24.620999999999999,24.096,24.605,25.187000000000001,0.39372000000000001,0.37761,0.4,0.4,38169,35032,38440,40732,0.85226000000000002,0.31068000000000001,0.88800000000000001,1.3220000000000001,22961,20231,22457,26502,9.7662999999999993,4.8103999999999996,8.9636999999999993,16.024999999999999,2.0438000000000001,1.8812,2.0387,2.2160000000000002,57.171999999999997,23.873999999999999,39.716999999999999,118.95,739.76,682.83,739.31,799.16,39.064,23.774999999999999,39.189,53.707000000000001,17667,16259,17678,19031,44718,40238,45433,48064,206.56,145.19999999999999,212.71,274.88,71396,65502,71559,77095,168.87,79.418000000000006,157.21,276.63,7.2637999999999998,6.3543000000000003,7.1581999999999999,8.3672000000000004,10.5,9.4954000000000001,10.491,11.551,1.9514,1.7763,1.944,2.1354000000000002,202710,187210,203640,215830,0.11933000000000001,0.10895000000000001,0.11848,0.13003999999999999,5.1685999999999996,3.7372000000000001,4.9031000000000002,7.0936000000000003,62.517000000000003,33.021999999999998,68.597999999999999,85.227999999999994]
[8.1666699999999999,0.2,0.2,0.2,0.2,6.2180999999999997,4.7586000000000004,6.1185,7.8650000000000002,51891,42347,51501,62817,6.3063000000000002,5.6135000000000002,6.1860999999999997,7.2012,99.777000000000001,100,100,100,24.62,24.138000000000002,24.593,25.187999999999999,0.39684999999999998,0.38877,0.4,0.4,38231,35238,38517,40675,0.86146999999999996,0.31068000000000001,0.88800000000000001,1.3483000000000001,23309,20461,22873,26792,9.8674999999999997,4.8281999999999998,9.0762999999999998,16.108000000000001,2.0682,1.9074,2.0655999999999999,2.2442000000000002,57.212000000000003,23.873999999999999,39.716999999999999,119.4,749.28,692.65,749.17,809.51,39.064,23.774999999999999,39.189,53.707000000000001,18049,16642,18084,19499,44711,40544,45268,48076,206.56,145.19999999999999,212.71,274.88,72653,66356,72761,78593,171.11,80.266999999999996,158.38999999999999,281.82,7.3921999999999999,6.4725000000000001,7.2743000000000002,8.4976000000000003,10.699,9.6842000000000006,10.696,11.725,1.9796,1.8059000000000001,1.9769000000000001,2.1631999999999998,203860,189270,204590,216020,0.122,0.11162999999999999,0.12138,0.13292000000000001,5.2610000000000001,3.8203,4.9847000000000001,7.2252999999999998,62.517000000000003,33.021999999999998,68.597999999999999,85.227999999999994]
[8.25,0.2,0.2,0.2,0.2,6.2180999999999997,4.7586000000000004,6.1185,7.8650000000000002,52025,42347,51662,62851,6.4057000000000004,5.7256999999999998,6.2899000000000003,7.3106,99.866,100,100,100,24.597999999999999,24.140999999999998,24.56,25.155000000000001,0.39856000000000003,0.4,0.4,0.4,38469,35561,38761,40860,0.87017999999999995,0.31068000000000001,0.88800000000000001,1.3782000000000001,23734,20909,23256,27264,9.9772999999999996,4.8811,9.1999999999999993,16.244,2.0973999999999999,1.9340999999999999,2.0941000000000001,2.2667999999999999,57.243000000000002,23.873999999999999,39.716999999999999,119.48,759.85,704.52,761.17,820.68,39.064,23.774999999999999,39.189,53.707000000000001,18456,17027,18512,19891,44956,40893,45456,48325,206.56,145.19999999999999,212.71,274.88,74023,68314,73903,80114,173.39,81.203999999999994,161.25,287.76,7.5271999999999997,6.6036999999999999,7.4084000000000003,8.6325000000000003,10.895,9.8978999999999999,10.92,11.97,2.0095000000000001,1.8381000000000001,2.0089999999999999,2.1932999999999998,205640,191630,206300,217260,0.12489,0.11451,0.12424,0.1363,5.3581000000000003,3.8792,5.1003999999999996,7.3388,62.517000000000003,33.021999999999998,68.597999999999999,85.227999999999994]
[8.3333300000000001,0.2,0.2,0.2,0.2,6.2180999999999997,4.7586000000000004,6.1185,7.8650000000000002,52278,42347,52000,63597,6.5396999999999998,5.8243,6.4177,7.4264000000000001,99.945999999999998,100,100,100,24.542000000000002,24.108000000000001,24.510999999999999,25.084,0.39940999999999999,0.4,0.4,0.4,39090,36197,39277,41429,0.87892999999999999,0.31068000000000001,0.88800000000000001,1.4067000000000001,24256,21553,23769,27881,10.118,4.9503000000000004,9.3104999999999993,16.466999999999999,2.1377999999999999,1.9757,2.1345000000000001,2.3064,57.280999999999999,23.873999999999999,39.716999999999999,119.84,773.19,716.94,773.95,833.6,39.064,23.774999999999999,39.189,53.707000000000001,18894,17501,18932,20325,45740,41543,46141,49100,206.56,145.19999999999999,212.71,274.88,75596,69795,75494,81582,175.88,82.504000000000005,162.84,293.13,7.6905999999999999,6.7500999999999998,7.5730000000000004,8.8203999999999994,11.095000000000001,10.073,11.131,12.209,2.0449999999999999,1.8651,2.0421999999999998,2.2262,208900,195270,209410,220430,0.128,0.1176,0.12734999999999999,0.13971,5.4650999999999996,3.9670999999999998,5.1920999999999999,7.4707999999999997,62.517000000000003,33.021999999999998,68.597999999999999,85.227999999999994]
[8.4166699999999999,0.2,0.2,0.2,0.2,6.2180999999999997,4.7586000000000004,6.1185,7.8650000000000002,52475,42430,52215,63933,6.6882999999999999,5.9600999999999997,6.5693999999999999,7.5938999999999997,99.977000000000004,100,100,100,24.423999999999999,23.997,24.393999999999998,24.934999999999999,0.39978000000000002,0.4,0.4,0.4,39780,36983,39957,42163,0.88632,0.31068000000000001,0.88800000000000001,1.4306000000000001,24697,21929,24310,28331,10.263999999999999,5.0614999999999997,9.4008000000000003,16.795999999999999,2.1833,2.0289999999999999,2.1798999999999999,2.3582999999999998,57.319000000000003,23.873999999999999,39.716999999999999,119.84,786.74,729.41,786.57,844.39,39.064,23.774999999999999,39.189,53.707000000000001,19305,17870,19301,20872,46582,42216,46985,49947,206.56,145.19999999999999,212.71,274.88,76996,71135,77072,82946,178.27,84.174999999999997,165.59,296.33999999999997,7.8666999999999998,6.9066999999999998,7.7626999999999997,9.0021000000000004,11.271000000000001,10.239000000000001,11.319000000000001,12.4,2.0781999999999998,1.9007000000000001,2.0750999999999999,2.2633000000000001,212390,199280,212830,223880,0.13120999999999999,0.12074,0.13102,0.14205000000000001,5.5681000000000003,4.0457999999999998,5.2941000000000003,7.6315999999999997,62.517000000000003,33.021999999999998,68.597999999999999,85.227999999999994]
[8.5,0.2,0.2,0.2,0.2,6.2180999999999997,4.7586000000000004,6.1185,7.8650000000000002,52588,42430,52250,64052,6.8163999999999998,6.0673000000000004,6.6989000000000001,7.7359,99.983999999999995,100,100,100,24.295000000000002,23.878,24.268000000000001,24.783999999999999,0.39993000000000001,0.4,0.4,0.4,40315,37583,40521,42712,0.89283000000000001,0.31068000000000001,0.88800000000000001,1.4576,25111,22301,24706,28692,10.395,5.1327999999999996,9.5352999999999994,16.933,2.2206000000000001,2.0619000000000001,2.2158000000000002,2.3919999999999999,57.34,23.873999999999999,39.716999999999999,119.84,798.17,737.52,797.96,854.8,39.064,23.774999999999999,39.189,53.707000000000001,19697,18227,19706,21203,47217,42762,47519,50575,206.56,145.19999999999999,212.71,274.88,78241,72092,78094,84393,180.45,85.286000000000001,166.77,298.92,8.0183999999999997,7.0532000000000004,7.9084000000000003,9.1372999999999998,11.439,10.342000000000001,11.471,12.579000000000001,2.1071,1.9262999999999999,2.1055999999999999,2.2949000000000002,215120,202360,215750,226790,0.13400000000000001,0.12336999999999999,0.13408999999999999,0.14459,5.6609999999999996,4.1181000000000001,5.3859000000000004,7.7599,62.517000000000003,33.021999999999998,68.597999999999999,85.227999999999994]
[8.5833300000000001,0.2,0.2,0.2,0.2,6.2180999999999997,4.7586000000000004,6.1185,7.8650000000000002,52620,42430,52300,64076,6.9261999999999997,6.1520000000000001,6.8113000000000001,7.8771000000000004,99.986999999999995,100,100,100,24.195,23.779,24.161999999999999,24.663,0.39995999999999998,0.4,0.4,0.4,40626,37624,40743,43271,0.89966000000000002,0.31068000000000001,0.88800000000000001,1.4817,25484,22558,25112,29180,10.521000000000001,5.2286000000000001,9.6873000000000005,17.033999999999999,2.2536,2.0981000000000001,2.2511000000000001,2.4247000000000001,57.37,23.873999999999999,39.716999999999999,119.84,808.9,748.77,809.66,870.74,39.064,23.774999999999999,39.189,53.707000000000001,20065,18555,20073,21599,47537,43035,47877,51569,206.56,145.19999999999999,212.71,274.88,79468,73866,79308,85577,182.66,86.635999999999996,168.97,303.38,8.157,7.1638000000000002,8.0585000000000004,9.3190000000000008,11.628,10.487,11.682,12.81,2.1366000000000001,1.9432,2.1352000000000002,2.3271999999999999,217110,203830,217160,230180,0.13661999999999999,0.12676999999999999,0.13639000000000001,0.14754999999999999,5.7534999999999998,4.1927000000000003,5.4744000000000002,7.8853,62.517000000000003,33.021999999999998,68.597999999999999,85.227999999999994]
[8.6666699999999999,0.2,0.2,0.2,0.2,6.2180999999999997,4.7586000000000004,6.1185,7.8650000000000002,52688,42430,52250,64181,7.0933000000000002,6.2750000000000004,6.9710000000000001,8.0944000000000003,99.997,100,100,100,24.125,23.667000000000002,24.111999999999998,24.606000000000002,0.39999000000000001,0.4,0.4,0.4,41426,38187,41564,44295,0.90629999999999999,0.31068000000000001,0.88800000000000001,1.5083,25960,22929,25546,29621,10.707000000000001,5.3178999999999998,9.8094999999999999,17.359000000000002,2.3045,2.1507000000000001,2.3037999999999998,2.4824000000000002,57.408999999999999,23.873999999999999,39.716999999999999,119.84,824.64,765.84,823.02,887.95,39.064,23.774999999999999,39.189,53.707000000000001,20492,18958,20492,22122,48521,43976,48914,52736,206.56,145.19999999999999,212.71,274.88,81025,74943,80610,87565,185.52,87.62,171.42,306.76,8.3640000000000008,7.3160999999999996,8.3032000000000004,9.5196000000000005,11.821999999999999,10.647,11.859,13.031000000000001,2.1705999999999999,1.9843,2.1726000000000001,2.3592,221150,207320,220940,235030,0.13980999999999999,0.12867999999999999,0.13952999999999999,0.15162,5.8647999999999998,4.2687999999999997,5.5759999999999996,8.0236000000000001,62.517000000000003,33.021999999999998,68.597999999999999,85.227999999999994]
[8.75,0.2,0.2,0.2,0.2,6.2180999999999997,4.7586000000000004,6.1185,7.8650000000000002,52750,42430,52250,64327,7.2489999999999997,6.4051,7.1561000000000003,8.2063000000000006,99.997,100,100,100,23.984000000000002,23.509,23.978999999999999,24.472000000000001,0.4,0.4,0.4,0.4,42215,38926,42416,45170,0.91115999999999997,0.31068000000000001,0.88800000000000001,1.5314000000000001,26391,23229,26030,30030,10.864000000000001,5.4524999999999997,9.9906000000000006,17.571999999999999,2.3515999999999999,2.1848999999999998,2.3452999999999999,2.5333999999999999,57.456000000000003,23.873999999999999,39.716999999999999,120.65,838.34,777.08,836.65,900.07,39.064,23.774999999999999,39.189,53.707000000000001,20855,19314,20858,22480,49478,44629,49986,53665,206.56,145.19999999999999,212.71,274.88,82274,76216,81986,89195,187.8,89.575000000000003,173.52,308.10000000000002,8.5561000000000007,7.4973999999999998,8.4739000000000004,9.7586999999999993,11.965999999999999,10.721,11.999000000000001,13.206,2.1974999999999998,2.0059,2.2002000000000002,2.3843999999999999,224820,210390,224860,238510,0.14258000000000001,0.13098000000000001,0.14241999999999999,0.15392,5.9588000000000001,4.351,5.6471999999999998,8.1560000000000006,62.517000000000003,33.021999999999998,68.597999999999999,85.227999999999994]
[8.8333300000000001,0.2,0.2,0.2,0.2,6.2180999999999997,4.7586000000000004,6.1185,7.8650000000000002,52755,42430,52250,64275,7.3181000000000003,6.4523000000000001,7.2,8.2632999999999992,99.995999999999995,100,100,100,23.858000000000001,23.399000000000001,23.844000000000001,24.358000000000001,0.4,0.4,0.4,0.4,42404,38864,42647,45554,0.91547999999999996,0.31068000000000001,0.88800000000000001,1.5410999999999999,26638,23391,26290,30367,10.938000000000001,5.4584999999999999,10.055,17.631,2.3736999999999999,2.2025999999999999,2.3702000000000001,2.5554000000000001,57.48,23.873999999999999,39.716999999999999,121.82,845.13,782.74,842.62,908.53,39.064,23.774999999999999,39.189,53.707000000000001,21149,19550,21149,22854,49690,44350,50217,54224,206.56,145.19999999999999,212.71,274.88,83200,76946,83119,89596,189.2,90.869,175.06,310.02,8.6476000000000006,7.5945,8.5507000000000009,9.8567999999999998,12.103,10.856,12.153,13.317,2.218,2.024,2.2174999999999998,2.4152999999999998,225980,210970,226020,240850,0.14445,0.13317999999999999,0.14438000000000001,0.15587999999999999,6.0240999999999998,4.3994999999999997,5.7214,8.2698,62.517000000000003,33.021999999999998,68.597999999999999,85.227999999999994]
[8.9166699999999999,0.2,0.2,0.2,0.2,6.2180999999999997,4.7586000000000004,6.1185,7.8650000000000002,52751,42430,52250,64469,7.3859000000000004,6.5167000000000002,7.2716000000000003,8.3561999999999994,99.992999999999995,100,100,100,23.818999999999999,23.326000000000001,23.805,24.335999999999999,0.4,0.4,0.4,0.4,42625,38843,42865,45983,0.91956000000000004,0.31068000000000001,0.88800000000000001,1.5547,26904,23730,26536,30832,11.009,5.4588000000000001,10.08,17.748000000000001,2.3933,2.2250000000000001,2.3868,2.5815999999999999,57.499000000000002,23.873999999999999,39.716999999999999,121.82,851.54,789.13,850.53,915.95,39.064,23.774999999999999,39.189,53.707000000000001,21412,19894,21395,23084,49977,44449,50541,54838,206.56,145.19999999999999,212.71,274.88,84077,77532,84001,91278,190.54,91.724000000000004,176.67,310.02,8.7377000000000002,7.6576000000000004,8.6439000000000004,9.9587000000000003,12.228999999999999,10.965,12.289,13.47,2.2368999999999999,2.0449000000000002,2.2326000000000001,2.4434999999999998,227270,211560,227650,242620,0.14629,0.13474,0.14605000000000001,0.15809999999999999,6.0861999999999998,4.4305000000000003,5.7789000000000001,8.3536999999999999,62.517000000000003,33.021999999999998,68.597999999999999,85.227999999999994]
[9,0.2,0.2,0.2,0.2,6.2180999999999997,4.7586000000000004,6.1185,7.8650000000000002,52720,42414,52231,64463,7.4318,6.5590999999999999,7.3137999999999996,8.3846000000000007,99.984999999999999,100,100,100,23.777000000000001,23.271999999999998,23.751000000000001,24.314,0.4,0.4,0.4,0.4,42675,38897,42945,46139,0.92291999999999996,0.31068000000000001,0.88800000000000001,1.5752999999999999,27017,23798,26633,30959,11.057,5.4854000000000003,10.089,17.870999999999999,2.3971,2.2229000000000001,2.3952,2.5876000000000001,57.508000000000003,23.873999999999999,39.716999999999999,121.82,855.89,793.36,854.33,921.23,39.064,23.774999999999999,39.189,53.707000000000001,21594,20117,21546,23272,50054,44320,50686,55203,206.56,145.19999999999999,212.71,274.88,84412,77940,84444,91548,191.56,92.131,177.96,311.45999999999998,8.8030000000000008,7.7209000000000003,8.6991999999999994,10.016999999999999,12.337999999999999,11.096,12.365,13.629,2.2519999999999998,2.0533000000000001,2.2501000000000002,2.4662999999999999,227860,212420,228320,243070,0.14773,0.13572000000000001,0.14709,0.16064999999999999,6.1426999999999996,4.4705000000000004,5.8502000000000001,8.4437999999999995,62.517000000000003,33.021999999999998,68.597999999999999,85.227999999999994]
[9.0833300000000001,0.2,0.2,0.2,0.2,6.2180999999999997,4.7586000000000004,6.1185,7.8650000000000002,52613,42306,52130,64076,7.4782999999999999,6.6109999999999998,7.3693999999999997,8.4616000000000007,99.97,100,100,100,23.757000000000001,23.257999999999999,23.728000000000002,24.283000000000001,0.4,0.4,0.4,0.4,42505,38632,42667,46068,0.92757999999999996,0.31068000000000001,0.88800000000000001,1.5878000000000001,27177,23910,26872,31123,11.093,5.4908999999999999,10.114000000000001,18.004000000000001,2.4047999999999998,2.2256,2.4020999999999999,2.5855999999999999,57.503999999999998,23.873999999999999,39.716999999999999,121.82,862.76,799.96,861.12,931.78,39.064,23.774999999999999,39.189,53.707000000000001,21847,20250,21803,23626,49698,43590,50482,54916,206.56,145.19999999999999,212.71,274.88,84822,78333,84910,91500,192.49,92.207999999999998,178.93,313.23,8.8872999999999998,7.8009000000000004,8.7646999999999995,10.085000000000001,12.5,11.234,12.539,13.831,2.2745000000000002,2.0718999999999999,2.2665999999999999,2.4901,227730,212690,228040,242740,0.14949000000000001,0.13711999999999999,0.14904999999999999,0.16261999999999999,6.2050999999999998,4.5092999999999996,5.9093,8.5373000000000001,62.517000000000003,33.021999999999998,68.597999999999999,85.227999999999994]
[9.1666699999999999,0.2,0.2,0.2,0.2,6.2180999999999997,4.7586000000000004,6.1185,7.8650000000000002,52549,42263,52068,63962,7.5240999999999998,6.6615000000000002,7.4104000000000001,8.5337999999999994,99.96,100,100,100,23.762,23.268000000000001,23.736999999999998,24.273,0.4,0.4,0.4,0.4,42340,38583,42581,45685,0.93179000000000001,0.31068000000000001,0.88800000000000001,1.6005,27304,24015,26960,31324,11.132,5.5224000000000002,10.11,18.135999999999999,2.4129999999999998,2.2275999999999998,2.4102999999999999,2.5985999999999998,57.505000000000003,23.873999999999999,39.716999999999999,121.82,869.21,805.85,868.27,939.84,39.064,23.774999999999999,39.189,53.707000000000001,22064,20352,22037,23912,49372,43645,50123,54446,206.56,145.19999999999999,212.71,274.88,85264,78607,85398,91821,193.48,92.626999999999995,179.86,315.63,8.9681999999999995,7.8674999999999997,8.8680000000000003,10.227,12.648999999999999,11.385999999999999,12.715999999999999,14.007999999999999,2.2953000000000001,2.0935999999999999,2.2946,2.5165000000000002,227640,213210,228090,242280,0.15114,0.13872999999999999,0.15068999999999999,0.16384000000000001,6.2666000000000004,4.5644999999999998,5.9711999999999996,8.6190999999999995,62.517000000000003,33.021999999999998,68.597999999999999,85.227999999999994]
[9.25,0.2,0.2,0.2,0.2,6.2180999999999997,4.7586000000000004,6.1185,7.8650000000000002,52535,42347,52068,63874,7.5781000000000001,6.7148000000000003,7.4513999999999996,8.5829000000000004,99.978999999999999,100,100,100,23.763000000000002,23.282,23.736000000000001,24.254000000000001,0.4,0.4,0.4,0.4,42389,38745,42713,45656,0.93562000000000001,0.31068000000000001,0.88800000000000001,1.6167,27521,24205,27069,31624,11.179,5.5420999999999996,10.19,18.297999999999998,2.4238,2.2538,2.419,2.5992999999999999,57.508000000000003,23.873999999999999,39.716999999999999,121.82,876.53,810.66,875.65,948.77,39.064,23.774999999999999,39.189,53.707000000000001,22334,20663,22266,24186,49328,43868,50037,54519,206.56,145.19999999999999,212.71,274.88,85929,79158,86102,92449,194.53,92.921000000000006,180.3,319.89,9.0547000000000004,7.9635999999999996,8.9678000000000004,10.34,12.797000000000001,11.523999999999999,12.864000000000001,14.127000000000001,2.3178000000000001,2.1128,2.3191999999999999,2.5375999999999999,228190,214540,228480,242200,0.15281,0.14080000000000001,0.15298999999999999,0.16563,6.3304,4.6167999999999996,6.0186999999999999,8.6974999999999998,62.517000000000003,33.021999999999998,68.597999999999999,85.227999999999994]
[9.3333300000000001,0.2,0.2,0.2,0.2,6.2180999999999997,4.7586000000000004,6.1185,7.8650000000000002,52629,42430,52130,64213,7.6619999999999999,6.8155999999999999,7.5285000000000002,8.6303000000000001,99.986000000000004,100,100,100,23.744,23.283999999999999,23.722999999999999,24.206,0.4,0.4,0.4,0.4,42840,39311,43188,46072,0.93945999999999996,0.31068000000000001,0.88800000000000001,1.6343000000000001,27837,24482,27399,32008,11.252000000000001,5.5787000000000004,10.273,18.495000000000001,2.4453999999999998,2.2722000000000002,2.4434999999999998,2.6194000000000002,57.515000000000001,23.873999999999999,39.716999999999999,121.82,885.54,822.25,884.56,957.28,39.064,23.774999999999999,39.189,53.707000000000001,22613,20950,22588,24465,49876,44437,50269,55061,206.56,145.19999999999999,212.71,274.88,86661,80013,86875,93205,195.74,93.679000000000002,181.7,321.55,9.1644000000000005,8.0833999999999993,9.0962999999999994,10.452,12.943,11.673,13.02,14.31,2.3441999999999998,2.1351,2.3473999999999999,2.5678999999999998,230070,216030,230500,243240,0.155,0.14255000000000001,0.15481,0.16768,6.4001000000000001,4.6787999999999998,6.0880000000000001,8.7364999999999995,62.517000000000003,33.021999999999998,68.597999999999999,85.227999999999994]
[9.4166699999999999,0.2,0.2,0.2,0.2,6.2180999999999997,4.7586000000000004,6.1185,7.8650000000000002,52727,42368,52171,64548,7.7827999999999999,6.9325000000000001,7.6590999999999996,8.7639999999999993,99.995000000000005,100,100,100,23.681000000000001,23.251999999999999,23.655999999999999,24.152000000000001,0.39999000000000001,0.4,0.4,0.4,43515,39994,43752,46803,0.94299999999999995,0.31068000000000001,0.88800000000000001,1.6572,28184,24979,27822,32089,11.349,5.6456999999999997,10.353,18.710999999999999,2.4777999999999998,2.3159000000000001,2.4746999999999999,2.6522000000000001,57.534999999999997,23.873999999999999,39.716999999999999,121.82,895.87,833.19,893.99,962.26,39.064,23.774999999999999,39.189,53.707000000000001,22909,21271,22852,24689,50709,44852,51049,56010,206.56,145.19999999999999,212.71,274.88,87496,80782,87370,94081,197.17,94.679000000000002,182.2,323.11,9.3141999999999996,8.2217000000000002,9.2479999999999993,10.627000000000001,13.079000000000001,11.785,13.156000000000001,14.468,2.3715000000000002,2.1638999999999999,2.3708,2.5973000000000002,232690,218230,233260,245500,0.15717999999999999,0.14396999999999999,0.15679000000000001,0.16957,6.4743000000000004,4.7535999999999996,6.1657999999999999,8.8514999999999997,62.517000000000003,33.021999999999998,68.597999999999999,85.227999999999994]
[9.5,0.2,0.2,0.2,0.2,6.2180999999999997,4.7586000000000004,6.1185,7.8650000000000002,52740,42430,52171,64637,7.8643000000000001,7.0178000000000003,7.7409999999999997,8.8625000000000007,99.998000000000005,100,100,100,23.594999999999999,23.184000000000001,23.565999999999999,24.074000000000002,0.4,0.4,0.4,0.4,43961,40240,44154,47325,0.94608000000000003,0.31068000000000001,0.88800000000000001,1.6704000000000001,28428,25089,28006,32482,11.422000000000001,5.6974999999999998,10.419,18.913,2.4984000000000002,2.3342999999999998,2.4969999999999999,2.6717,57.537999999999997,23.873999999999999,39.716999999999999,121.66,903.82,839.62,901.55,971.33,39.064,23.774999999999999,39.189,53.707000000000001,23152,21411,23120,24927,51257,45286,51524,56527,206.56,145.19999999999999,212.71,274.88,88130,81440,88171,94723,198.31,94.972999999999999,183.47,323,9.4210999999999991,8.3063000000000002,9.3489000000000004,10.727,13.211,11.897,13.263999999999999,14.614000000000001,2.3944000000000001,2.1846999999999999,2.3893,2.6259999999999999,234480,220230,235180,247720,0.15920999999999999,0.14541999999999999,0.15845999999999999,0.17208999999999999,6.5374999999999996,4.8388,6.2436999999999996,8.9489999999999998,62.517000000000003,33.021999999999998,68.597999999999999,85.227999999999994]
[9.5833300000000001,0.2,0.2,0.2,0.2,6.2180999999999997,4.7586000000000004,6.1185,7.8650000000000002,52754,42430,52130,64717,7.9358000000000004,7.0902000000000003,7.8285999999999998,8.9284999999999997,100,100,100,100,23.536999999999999,23.117000000000001,23.504999999999999,24.004000000000001,0.4,0.4,0.4,0.4,44191,40523,44331,47591,0.94987999999999995,0.31068000000000001,0.88800000000000001,1.6873,28678,25425,28271,32732,11.494999999999999,5.7385999999999999,10.507999999999999,19.074999999999999,2.5171000000000001,2.3393999999999999,2.5211999999999999,2.6894,57.542999999999999,23.873999999999999,39.716999999999999,121.82,912.13,845.56,911.2,980.85,39.064,23.774999999999999,39.189,53.707000000000001,23447,21663,23452,25214,51492,45339,51573,57154,206.56,145.19999999999999,212.71,274.88,88870,81906,88990,95532,199.62,95.8,184.4,323.98,9.5210000000000008,8.4278999999999993,9.4428999999999998,10.782,13.366,12.005000000000001,13.412000000000001,14.760999999999999,2.4194,2.2081,2.4154,2.6547999999999998,235790,221470,236670,248270,0.16100999999999999,0.14709,0.16033,0.17410999999999999,6.6044999999999998,4.8891,6.3197999999999999,9.0635999999999992,62.517000000000003,33.021999999999998,68.597999999999999,85.227999999999994]
[9.6666699999999999,0.2,0.2,0.2,0.2,6.2180999999999997,4.7586000000000004,6.1185,7.8650000000000002,52769,42430,52250,64567,8.0787999999999993,7.1675000000000004,7.9734999999999996,9.1073000000000004,100,100,100,100,23.495000000000001,23.100999999999999,23.457000000000001,23.960999999999999,0.4,0.4,0.4,0.4,44934,41020,44986,48501,0.95401999999999998,0.31068000000000001,0.88800000000000001,1.7143999999999999,29011,25688,28708,33191,11.63,5.8384,10.627000000000001,19.283999999999999,2.5543999999999998,2.3637000000000001,2.5569999999999999,2.7326999999999999,57.563000000000002,23.873999999999999,39.716999999999999,121.82,925.04,860.28,922.26,999.16,39.064,23.774999999999999,39.189,53.707000000000001,23804,21921,23865,25682,52408,46044,52693,58139,206.56,145.19999999999999,212.71,274.88,89824,82707,89952,96885,201.63,97.834000000000003,186.06,328.8,9.7079000000000004,8.5625,9.6141000000000005,11.066000000000001,13.534000000000001,12.16,13.590999999999999,14.97,2.4493999999999998,2.2385999999999999,2.4424000000000001,2.6842000000000001,238990,224490,239950,252090,0.1636,0.14996000000000001,0.16317000000000001,0.17707000000000001,6.6935000000000002,4.9813999999999998,6.4372999999999996,9.2123000000000008,62.517000000000003,33.021999999999998,68.597999999999999,85.227999999999994]
[9.75,0.2,0.2,0.2,0.2,6.2180999999999997,4.7586000000000004,6.1185,7.8650000000000002,52765,42430,52250,64748,8.2135999999999996,7.2535999999999996,8.1379000000000001,9.2379999999999995,100,100,100,100,23.393999999999998,22.988,23.353999999999999,23.856999999999999,0.4,0.4,0.4,0.4,45685,41548,45781,49600,0.95689999999999997,0.31068000000000001,0.88800000000000001,1.7259,29328,25983,29063,33576,11.744,5.9122000000000003,10.741,19.399000000000001,2.5889000000000002,2.39,2.5920000000000001,2.7742,57.579000000000001,23.873999999999999,39.716999999999999,121.82,936.07,869.18,935.38,1008.7,39.064,23.774999999999999,39.189,53.707000000000001,24083,22185,24085,25867,53319,47105,53833,59159,206.56,145.19999999999999,212.71,274.88,90667,83211,90805,97330,203.17,99.1,187.78,330.6,9.8851999999999993,8.6731999999999996,9.8209,11.236000000000001,13.657,12.29,13.7,15.157,2.4729999999999999,2.2614999999999998,2.464,2.7134999999999998,241820,227190,242740,255890,0.16558999999999999,0.15109,0.16481999999999999,0.17940999999999999,6.7641999999999998,5.0239000000000003,6.5041000000000002,9.3672000000000004,62.517000000000003,33.021999999999998,68.597999999999999,85.227999999999994]
[9.8333300000000001,0.2,0.2,0.2,0.2,6.2180999999999997,4.7586000000000004,6.1185,7.8650000000000002,52757,42430,52250,64658,8.2485999999999997,7.2851999999999997,8.1492000000000004,9.3137000000000008,100,100,100,100,23.306999999999999,22.878,23.268000000000001,23.765999999999998,0.4,0.4,0.4,0.4,45785,41540,45870,49895,0.95909,0.31068000000000001,0.88800000000000001,1.736,29487,26066,29206,33663,11.775,5.9177999999999997,10.78,19.422999999999998,2.5977999999999999,2.3978999999999999,2.6057000000000001,2.7812999999999999,57.578000000000003,23.873999999999999,39.716999999999999,121.82,940.76,871.53,939.15,1015.2,39.064,23.774999999999999,39.189,53.707000000000001,24273,22349,24288,26109,53429,46999,53737,59491,206.56,145.19999999999999,212.71,274.88,91094,83869,91212,98444,203.8,99.635999999999996,188.31,332.06,9.9397000000000002,8.7012,9.8522999999999996,11.314,13.765000000000001,12.407999999999999,13.833,15.262,2.4893000000000001,2.2746,2.4803000000000002,2.7372000000000001,242410,227150,242980,257120,0.16688,0.15326000000000001,0.16597000000000001,0.18024000000000001,6.8044000000000002,5.0632000000000001,6.5415000000000001,9.4234000000000009,62.517000000000003,33.021999999999998,68.597999999999999,85.227999999999994]
[9.9166699999999999,0.2,0.2,0.2,0.2,6.2180999999999997,4.7586000000000004,6.1185,7.8650000000000002,52736,42430,52250,64567,8.2858999999999998,7.3017000000000003,8.1797000000000004,9.3945000000000007,99.998000000000005,100,100,100,23.29,22.843,23.26,23.766999999999999,0.4,0.4,0.4,0.4,45913,41518,45889,50172,0.96109999999999995,0.31068000000000001,0.88800000000000001,1.7402,29634,26236,29294,33765,11.807,5.9184000000000001,10.832000000000001,19.504000000000001,2.605,2.4056999999999999,2.6158999999999999,2.7932000000000001,57.579000000000001,23.873999999999999,39.716999999999999,121.82,945.33,877.93,945.61,1022.7,39.064,23.774999999999999,39.189,53.707000000000001,24442,22504,24487,26273,53586,46827,53888,60075,206.56,145.19999999999999,212.71,274.88,91517,84174,91586,98698,204.43,99.930999999999997,188.44,331.64,9.9977,8.7911999999999999,9.9086999999999996,11.409000000000001,13.867000000000001,12.462999999999999,13.948,15.39,2.5044,2.2877000000000001,2.4965000000000002,2.7526999999999999,243100,227450,243480,258400,0.16797000000000001,0.15459999999999999,0.16758999999999999,0.18168000000000001,6.8459000000000003,5.0929000000000002,6.5945999999999998,9.5014000000000003,62.517000000000003,33.021999999999998,68.597999999999999,85.227999999999994]
[10,0.2,0.2,0.2,0.2,6.2180999999999997,4.7586000000000004,6.1185,7.8650000000000002,52659,42390,52143,64275,8.2996999999999996,7.3354999999999997,8.1793999999999993,9.4086999999999996,99.972999999999999,100,100,100,23.268999999999998,22.806999999999999,23.245000000000001,23.757000000000001,0.4,0.4,0.4,0.4,45857,41439,45764,50316,0.96277000000000001,0.31068000000000001,0.88800000000000001,1.7446999999999999,29810,26345,29444,33965,11.816000000000001,5.9227999999999996,10.865,19.533000000000001,2.6217999999999999,2.4321999999999999,2.6261000000000001,2.8077000000000001,57.576000000000001,23.873999999999999,39.716999999999999,121.62,947.62,883.13,947.42,1023,39.064,23.774999999999999,39.189,53.707000000000001,24816,22884,24845,26715,53410,46153,53799,60000,206.56,145.19999999999999,212.71,274.88,92492,84762,92534,99745,204.79,99.59,189.3,331.2,10.029,8.8533000000000008,9.9488000000000003,11.414999999999999,13.948,12.491,14.029,15.47,2.5150000000000001,2.2986,2.5085000000000002,2.762,242940,227520,243300,258490,0.16854,0.15434,0.16794000000000001,0.18221000000000001,6.8648999999999996,5.1105999999999998,6.6109999999999998,9.5349000000000004,62.517000000000003,33.021999999999998,68.597999999999999,85.227999999999994]
[10.083299999999999,0.2,0.2,0.2,0.2,6.2180999999999997,4.7586000000000004,6.1185,7.8650000000000002,52507,42347,51829,64117,8.2804000000000002,7.3449,8.1576000000000004,9.3619000000000003,99.936000000000007,100,100,100,23.274000000000001,22.803999999999998,23.251000000000001,23.754999999999999,0.4,0.4,0.4,0.4,45406,41010,45304,49981,0.96242000000000005,0.31068000000000001,0.88800000000000001,1.7383999999999999,29747,26335,29282,33815,11.819000000000001,5.8836000000000004,10.871,19.594999999999999,2.6177000000000001,2.4319000000000002,2.6194999999999999,2.8033000000000001,57.573999999999998,23.873999999999999,39.716999999999999,121.82,943.02,876.86,941.23,1017.5,39.064,23.774999999999999,39.189,53.707000000000001,24914,22950,24854,26839,52702,45168,53034,59417,206.56,145.19999999999999,212.71,274.88,92592,85312,92613,99424,205.11,99.427999999999997,189.19,330.99,9.9931000000000001,8.8480000000000008,9.9032,11.358000000000001,13.936999999999999,12.444000000000001,13.97,15.5,2.5085000000000002,2.2940999999999998,2.5011000000000001,2.7517999999999998,241220,226090,241040,256450,0.16808999999999999,0.154,0.16747999999999999,0.18235999999999999,6.8609999999999998,5.1130000000000004,6.6001000000000003,9.5587999999999997,62.517000000000003,33.021999999999998,68.597999999999999,85.227999999999994]
[10.166700000000001,0.2,0.2,0.2,0.2,6.2180999999999997,4.7586000000000004,6.1185,7.8650000000000002,52509,42347,52027,64076,8.2741000000000007,7.3396999999999997,8.1631999999999998,9.3637999999999995,99.947999999999993,100,100,100,23.326000000000001,22.861999999999998,23.32,23.803000000000001,0.4,0.4,0.4,0.4,45310,41087,45254,49786,0.96225000000000005,0.31068000000000001,0.88800000000000001,1.7357,29724,26308,29307,33765,11.827999999999999,5.8954000000000004,10.896000000000001,19.664999999999999,2.6173999999999999,2.4289999999999998,2.6164999999999998,2.8146,57.576999999999998,23.873999999999999,39.716999999999999,121.82,939.62,872.56,936.68,1013,39.064,23.774999999999999,39.189,53.707000000000001,25069,23077,25048,26971,52587,44937,53090,59378,206.56,145.19999999999999,212.71,274.88,92899,85522,93049,99891,205.43,99.182000000000002,189.56,332.29,9.9726999999999997,8.8567,9.8702000000000005,11.33,13.927,12.452999999999999,14.009,15.53,2.5045000000000002,2.2898000000000001,2.4983,2.7462,240750,225960,241160,255510,0.16786000000000001,0.15437999999999999,0.16713,0.18214,6.8617999999999997,5.1174999999999997,6.6013999999999999,9.5343999999999998,62.517000000000003,33.021999999999998,68.597999999999999,85.227999999999994]
[10.25,0.2,0.2,0.2,0.2,6.2180999999999997,4.7586000000000004,6.1185,7.8650000000000002,52533,42349,52046,64136,8.2824000000000009,7.3578999999999999,8.1745000000000001,9.3740000000000006,99.957999999999998,100,100,100,23.34,22.888999999999999,23.317,23.806999999999999,0.4,0.4,0.4,0.4,45419,41248,45371,49799,0.96228000000000002,0.31068000000000001,0.88800000000000001,1.7331000000000001,29806,26348,29390,33875,11.851000000000001,5.9151999999999996,10.867000000000001,19.773,2.6219000000000001,2.4394999999999998,2.6194999999999999,2.8184,57.585999999999999,23.873999999999999,39.716999999999999,121.82,937.7,873.45,934.26,1009.7,39.064,23.774999999999999,39.189,53.707000000000001,25229,23303,25175,27262,52744,44949,53173,59479,206.56,145.19999999999999,212.71,274.88,93322,86232,93174,100690,205.86,99.123999999999995,190.73,331.51,9.9686000000000003,8.8693000000000008,9.8673999999999999,11.34,13.925000000000001,12.476000000000001,13.987,15.571,2.5038,2.2873999999999999,2.4891000000000001,2.7492999999999999,240980,226740,241420,255110,0.16789999999999999,0.15489,0.16728000000000001,0.18212999999999999,6.8696000000000002,5.1032000000000002,6.6204000000000001,9.5085999999999995,62.517000000000003,33.021999999999998,68.597999999999999,85.227999999999994]
[10.333299999999999,0.2,0.2,0.2,0.2,6.2180999999999997,4.7586000000000004,6.1185,7.8650000000000002,52631,42347,52092,64250,8.3424999999999994,7.4208999999999996,8.2361000000000004,9.4199000000000002,99.974999999999994,100,100,100,23.332999999999998,22.901,23.309000000000001,23.780999999999999,0.4,0.4,0.4,0.4,45980,41491,46013,50204,0.96260000000000001,0.31068000000000001,0.88800000000000001,1.7377,29990,26528,29593,34128,11.913,5.9579000000000004,10.917999999999999,19.922000000000001,2.6406000000000001,2.4558,2.6432000000000002,2.8338999999999999,57.601999999999997,23.873999999999999,39.716999999999999,121.82,938.8,874.74,935.34,1008.5,39.064,23.774999999999999,39.189,53.707000000000001,25456,23549,25462,27512,53513,45407,54145,60220,206.56,145.19999999999999,212.71,274.88,94073,86677,94054,101310,206.69,99.316999999999993,192.17,331.06,10.022,8.9055999999999997,9.9487000000000005,11.327999999999999,13.94,12.526999999999999,14.042,15.519,2.5103,2.2968000000000002,2.5024000000000002,2.7519999999999998,242720,228410,243380,256600,0.1686,0.15548000000000001,0.16822999999999999,0.18257999999999999,6.8944999999999999,5.1127000000000002,6.6504000000000003,9.5606000000000009,62.517000000000003,33.021999999999998,68.597999999999999,85.227999999999994]
[10.416700000000001,0.2,0.2,0.2,0.2,6.2180999999999997,4.7586000000000004,6.1185,7.8650000000000002,52717,42430,52300,64490,8.4436,7.5368000000000004,8.3254999999999999,9.4818999999999996,99.983999999999995,100,100,100,23.279,22.858000000000001,23.248000000000001,23.725000000000001,0.4,0.4,0.4,0.4,46740,42303,46904,50970,0.96294000000000002,0.31068000000000001,0.88800000000000001,1.7361,30224,26761,29778,34394,11.996,6.0025000000000004,10.984,20.015000000000001,2.6707000000000001,2.4859,2.6692,2.8570000000000002,57.621000000000002,23.873999999999999,39.716999999999999,121.82,940.98,876.33,938.57,1010.1,39.064,23.774999999999999,39.189,53.707000000000001,25681,23703,25700,27722,54489,46393,55192,60943,206.56,145.19999999999999,212.71,274.88,94748,87598,94616,102270,207.69,100.68,194.32,330.79,10.122,9.0071999999999992,10.013,11.451000000000001,13.949,12.536,14.03,15.500999999999999,2.5177999999999998,2.3052999999999999,2.5122,2.7637999999999998,244890,231460,245540,258620,0.16925000000000001,0.15570999999999999,0.16883999999999999,0.18321999999999999,6.9215,5.1430999999999996,6.6837999999999997,9.6334,62.517000000000003,33.021999999999998,68.597999999999999,85.227999999999994]
[10.5,0.2,0.2,0.2,0.2,6.2180999999999997,4.7586000000000004,6.1185,7.8650000000000002,52751,42430,52300,64636,8.5082000000000004,7.6044,8.3695000000000004,9.6029,100,100,100,100,23.212,22.800999999999998,23.183,23.625,0.4,0.4,0.4,0.4,47285,42757,47612,51499,0.96328000000000003,0.31068000000000001,0.88800000000000001,1.7383,30381,27037,29951,34430,12.061,6.0425000000000004,11.071,19.960999999999999,2.6903999999999999,2.5093999999999999,2.6924999999999999,2.8694999999999999,57.640999999999998,23.873999999999999,39.716999999999999,121.82,941.39,876.76,937.99,1010.4,39.064,23.774999999999999,39.189,53.707000000000001,25875,23742,25877,27978,55212,47064,55920,61658,206.56,145.19999999999999,212.71,274.88,95308,87715,95238,102520,208.56,101.48,195.52,331.15,10.180999999999999,9.0876000000000001,10.037000000000001,11.574,13.952999999999999,12.537000000000001,14.026,15.49,2.5215000000000001,2.3045,2.512,2.7662,246380,232090,246790,260090,0.16982,0.15669,0.16947999999999999,0.184,6.9413,5.1669999999999998,6.7220000000000004,9.6942000000000004,62.517000000000003,33.021999999999998,68.597999999999999,85.227999999999994]
[10.583299999999999,0.2,0.2,0.2,0.2,6.2180999999999997,4.7586000000000004,6.1185,7.8650000000000002,52774,42430,52300,64670,8.5536999999999992,7.6475999999999997,8.4208999999999996,9.6501999999999999,100,100,100,100,23.167000000000002,22.759,23.145,23.603999999999999,0.4,0.4,0.4,0.4,47611,43086,47798,51890,0.96404000000000001,0.31068000000000001,0.88800000000000001,1.7446999999999999,30525,27194,30077,34668,12.125,6.0682999999999998,11.099,19.972000000000001,2.7063999999999999,2.5125999999999999,2.7056,2.8866000000000001,57.655999999999999,23.873999999999999,39.716999999999999,121.82,942.6,872.72,940.65,1012.2,39.064,23.774999999999999,39.189,53.707000000000001,26101,24022,26059,28253,55636,47999,56542,61971,206.56,145.19999999999999,212.71,274.88,95961,88671,95714,103580,209.49,102.48,196.67,332.56,10.221,9.1097999999999999,10.087999999999999,11.667999999999999,13.992000000000001,12.521000000000001,14.036,15.547000000000001,2.5284,2.3115000000000001,2.5211999999999999,2.7690000000000001,247510,233280,248240,261460,0.17041999999999999,0.15734000000000001,0.17000999999999999,0.18409,6.9676,5.2164000000000001,6.7497999999999996,9.6983999999999995,62.517000000000003,33.021999999999998,68.597999999999999,85.227999999999994]
[10.666700000000001,0.2,0.2,0.2,0.2,6.2180999999999997,4.7586000000000004,6.1185,7.8650000000000002,52794,42430,52300,64670,8.6964000000000006,7.7558999999999996,8.5557999999999996,9.8771000000000004,100,100,100,100,23.134,22.721,23.102,23.565999999999999,0.4,0.4,0.4,0.4,48469,43767,48737,52972,0.96550999999999998,0.31068000000000001,0.88800000000000001,1.7488999999999999,30773,27347,30412,35171,12.266999999999999,6.1417000000000002,11.238,20.096,2.7448999999999999,2.5455999999999999,2.7475000000000001,2.9264000000000001,57.694000000000003,23.873999999999999,39.716999999999999,121.82,949.01,877.64,947.14,1018,39.064,23.774999999999999,39.189,53.707000000000001,26390,24388,26364,28478,56696,49285,57594,63136,206.56,145.19999999999999,212.71,274.88,96864,89227,96795,104380,211.32,104.09,197.78,334.56,10.388,9.2111999999999998,10.255000000000001,11.88,14.054,12.589,14.109,15.554,2.5426000000000002,2.3239000000000001,2.5373999999999999,2.7863000000000002,250410,235370,250600,264660,0.17180999999999999,0.15837999999999999,0.17127999999999999,0.1857,7.0198999999999998,5.2899000000000003,6.7927,9.7788000000000004,62.517000000000003,33.021999999999998,68.597999999999999,85.227999999999994]
[10.75,0.2,0.2,0.2,0.2,6.2180999999999997,4.7586000000000004,6.1185,7.8650000000000002,52796,42430,52300,64748,8.8274000000000008,7.8392999999999997,8.6849000000000007,9.9522999999999993,100,100,100,100,23.047999999999998,22.632999999999999,23.032,23.498999999999999,0.4,0.4,0.4,0.4,49258,44639,49588,53858,0.96621000000000001,0.31068000000000001,0.88800000000000001,1.7525999999999999,30974,27538,30583,35445,12.375,6.2384000000000004,11.319000000000001,20.175000000000001,2.7791999999999999,2.5737999999999999,2.7805,2.9763000000000002,57.713000000000001,23.873999999999999,39.716999999999999,121.82,953.13,881.21,950.94,1021.9,39.064,23.774999999999999,39.189,53.707000000000001,26612,24504,26542,28657,57625,50308,58466,64028,206.56,145.19999999999999,212.71,274.88,97593,89865,97527,105450,212.59,105.01,199.17,336.44,10.545,9.2776999999999994,10.398999999999999,12.074999999999999,14.069000000000001,12.568,14.131,15.656000000000001,2.5493999999999999,2.3197999999999999,2.5404,2.8027000000000002,252460,237240,253210,267120,0.17252000000000001,0.15856999999999999,0.17227999999999999,0.18676999999999999,7.0541999999999998,5.3414999999999999,6.8068999999999997,9.8109999999999999,62.517000000000003,33.021999999999998,68.597999999999999,85.227999999999994]
[10.833299999999999,0.2,0.2,0.2,0.2,6.2180999999999997,4.7586000000000004,6.1185,7.8650000000000002,52801,42430,52300,64748,8.8346999999999998,7.8434999999999997,8.7002000000000006,9.9825999999999997,100,100,100,100,22.988,22.565999999999999,22.954999999999998,23.439,0.4,0.4,0.4,0.4,49419,44498,49724,54042,0.96625000000000005,0.31068000000000001,0.88800000000000001,1.7536,31043,27710,30636,35388,12.393000000000001,6.2157,11.324,20.134,2.7841,2.5800999999999998,2.7818999999999998,2.9897,57.713000000000001,23.873999999999999,39.716999999999999,121.82,951.45,880.17,948.36,1020.6,39.064,23.774999999999999,39.189,53.707000000000001,26750,24564,26700,28890,57884,50531,58586,64401,206.56,145.19999999999999,212.71,274.88,97909,89935,97882,105490,212.85,105.12,199.36,336.11,10.542,9.2902000000000005,10.358000000000001,12.016,14.071,12.616,14.151999999999999,15.614000000000001,2.5491999999999999,2.3180000000000001,2.5385,2.8067000000000002,252870,237260,253280,268160,0.17262,0.15884000000000001,0.1724,0.18679999999999999,7.0601000000000003,5.3301999999999996,6.8059000000000003,9.7943999999999996,62.517000000000003,33.021999999999998,68.597999999999999,85.227999999999994]
[10.916700000000001,0.2,0.2,0.2,0.2,6.2180999999999997,4.7586000000000004,6.1185,7.8650000000000002,52799,42430,52300,64748,8.8469999999999995,7.8417000000000003,8.7043999999999997,10.000999999999999,100,100,100,100,22.977,22.538,22.952999999999999,23.437999999999999,0.4,0.4,0.4,0.4,49601,44277,49878,54261,0.96630000000000005,0.31068000000000001,0.88800000000000001,1.7558,31117,27707,30688,35554,12.412000000000001,6.2233000000000001,11.324,20.239000000000001,2.7881999999999998,2.5832999999999999,2.7835000000000001,3.0024000000000002,57.71,23.873999999999999,39.716999999999999,121.82,950.12,879.26,948.15,1020.8,39.064,23.774999999999999,39.189,53.707000000000001,26884,24667,26846,29003,58183,50595,58904,64791,206.56,145.19999999999999,212.71,274.88,98244,90107,98423,105680,213.16,105.36,199.88,336.4,10.547000000000001,9.3132000000000001,10.366,12.037000000000001,14.076000000000001,12.586,14.178000000000001,15.605,2.5493000000000001,2.3199999999999998,2.5385,2.7966000000000002,253410,237630,253980,268750,0.17263000000000001,0.15828999999999999,0.17283999999999999,0.18740000000000001,7.0663999999999998,5.3387000000000002,6.8036000000000003,9.8138000000000005,62.517000000000003,33.021999999999998,68.597999999999999,85.227999999999994]
[11,0.2,0.2,0.2,0.2,6.2180999999999997,4.7586000000000004,6.1185,7.8650000000000002,52781,42430,52254,64748,8.8277999999999999,7.8025000000000002,8.6910000000000007,9.9937000000000005,99.998000000000005,100,100,100,22.960999999999999,22.521999999999998,22.933,23.427,0.4,0.4,0.4,0.4,49751,44153,50130,54418,0.96591000000000005,0.31068000000000001,0.88800000000000001,1.7531000000000001,31334,27943,30958,35805,12.403,6.2062999999999997,11.324999999999999,20.317,2.8397999999999999,2.633,2.8378999999999999,3.0571000000000002,57.704999999999998,23.873999999999999,39.716999999999999,121.82,947.24,876.16,944.14,1018.8,39.064,23.774999999999999,39.189,53.707000000000001,27544,25146,27476,29831,58111,50009,58892,64772,206.56,145.19999999999999,212.71,274.88,100660,92191,100970,108630,213.14,105.65,200.29,336.15,10.516999999999999,9.2784999999999993,10.348000000000001,11.981,14.066000000000001,12.558999999999999,14.15,15.635,2.5457999999999998,2.3184,2.5383,2.7896999999999998,253240,236930,254130,268490,0.17177000000000001,0.15762000000000001,0.17146,0.18593999999999999,7.0827,5.3453999999999997,6.8136000000000001,9.8193999999999999,62.517000000000003,33.021999999999998,68.597999999999999,85.227999999999994]
[11.083299999999999,0.2,0.2,0.2,0.2,6.2180999999999997,4.7586000000000004,6.1185,7.8650000000000002,52743,42430,52250,64670,8.7928999999999995,7.7996999999999996,8.6495999999999995,9.9419000000000004,99.992999999999995,100,100,100,22.966999999999999,22.529,22.928999999999998,23.449000000000002,0.4,0.4,0.4,0.4,49568,43773,49815,54289,0.96562000000000003,0.31068000000000001,0.88800000000000001,1.7499,31491,27995,31105,35733,12.382,6.1898999999999997,11.332000000000001,20.39,2.883,2.6751,2.8753000000000002,3.0973999999999999,57.698,23.873999999999999,39.716999999999999,121.82,944.39,873.3,941.85,1016.4,39.064,23.774999999999999,39.189,53.707000000000001,28150,25643,28029,30616,57533,49121,58279,64189,206.56,145.19999999999999,212.71,274.88,102670,93910,102900,110750,213.02,105.05,200.25,337.09,10.474,9.2609999999999992,10.324999999999999,11.954000000000001,14.069000000000001,12.532,14.154999999999999,15.592000000000001,2.5427,2.3153999999999999,2.5329000000000002,2.7869999999999999,252040,235910,252900,266620,0.17094999999999999,0.157,0.17079,0.18475,7.0952999999999999,5.3456000000000001,6.8757000000000001,9.8678000000000008,62.517000000000003,33.021999999999998,68.597999999999999,85.227999999999994]
[11.166700000000001,0.2,0.2,0.2,0.2,6.2180999999999997,4.7586000000000004,6.1185,7.8650000000000002,52725,42430,52250,64627,8.7654999999999994,7.7910000000000004,8.6196999999999999,9.9390999999999998,99.986000000000004,100,100,100,23.001000000000001,22.58,22.963999999999999,23.481000000000002,0.4,0.4,0.4,0.4,49464,43987,49735,53995,0.96531,0.31068000000000001,0.88800000000000001,1.7475000000000001,31644,28254,31273,36010,12.366,6.1756000000000002,11.297000000000001,20.257000000000001,2.9243999999999999,2.7176999999999998,2.9182000000000001,3.1379999999999999,57.695,23.873999999999999,39.716999999999999,121.82,941.93,871.87,940.55,1011.1,39.064,23.774999999999999,39.189,53.707000000000001,28735,26238,28681,31372,57125,48803,57936,63641,206.56,145.19999999999999,212.71,274.88,104670,95994,105010,113260,213.01,104.75,199.52,338.31,10.439,9.2436000000000007,10.292999999999999,11.881,14.07,12.59,14.162000000000001,15.561,2.5402,2.3083999999999998,2.5280999999999998,2.7730000000000001,251220,235080,252020,265530,0.17018,0.15631,0.17022999999999999,0.18412999999999999,7.1085000000000003,5.3429000000000002,6.8841000000000001,9.9031000000000002,62.517000000000003,33.021999999999998,68.597999999999999,85.227999999999994]
[11.25,0.2,0.2,0.2,0.2,6.2180999999999997,4.7586000000000004,6.1185,7.8650000000000002,52735,42358,52250,64670,8.7563999999999993,7.7912999999999997,8.6346000000000007,9.8963000000000001,99.995000000000005,100,100,100,23.024000000000001,22.609000000000002,22.99,23.507999999999999,0.4,0.4,0.4,0.4,49602,44426,49944,53894,0.96555999999999997,0.31068000000000001,0.88800000000000001,1.748,31926,28489,31449,36319,12.366,6.1875999999999998,11.278,20.231000000000002,2.9695,2.7595000000000001,2.9636,3.1888999999999998,57.691000000000003,23.873999999999999,39.716999999999999,121.82,941.24,872.77,938.55,1009.5,39.064,23.774999999999999,39.189,53.707000000000001,29332,26725,29268,31980,57023,48866,57915,63629,206.56,145.19999999999999,212.71,274.88,106800,98161,106930,115310,213.19,105.19,200.42,337.95,10.426,9.2443000000000008,10.282,11.792,14.086,12.613,14.196999999999999,15.586,2.5419,2.3157000000000001,2.5301,2.7755999999999998,251190,236540,252010,264810,0.16971,0.15640000000000001,0.16918,0.18312,7.1303999999999998,5.3901000000000003,6.8949999999999996,9.8961000000000006,62.517000000000003,33.021999999999998,68.597999999999999,85.227999999999994]
[11.333299999999999,0.2,0.2,0.2,0.2,6.2180999999999997,4.7586000000000004,6.1185,7.8650000000000002,52779,42430,52250,64670,8.8050999999999995,7.8288000000000002,8.6724999999999994,9.9651999999999994,99.997,100,100,100,23.024000000000001,22.629000000000001,22.99,23.460999999999999,0.4,0.4,0.4,0.4,50212,45306,50575,54485,0.96640999999999999,0.31068000000000001,0.88800000000000001,1.7506999999999999,32292,28677,31988,36642,12.412000000000001,6.2152000000000003,11.265000000000001,20.417000000000002,3.0278999999999998,2.8201999999999998,3.0196000000000001,3.2464,57.685000000000002,23.873999999999999,39.716999999999999,121.82,943.58,873.82,941.76,1012.5,39.064,23.774999999999999,39.189,53.707000000000001,29964,27224,29937,32600,57562,49805,58654,64165,206.56,145.19999999999999,212.71,274.88,109070,100150,108940,117940,213.86,105.15,201.22,338.31,10.477,9.2670999999999992,10.318,11.885,14.121,12.609,14.244,15.584,2.5516999999999999,2.3342000000000001,2.5356000000000001,2.7831999999999999,252730,238100,253600,265920,0.16991000000000001,0.15659000000000001,0.16969000000000001,0.18299000000000001,7.1695000000000002,5.4329999999999998,6.9706000000000001,9.8993000000000002,62.517000000000003,33.021999999999998,68.597999999999999,85.227999999999994]
[11.416700000000001,0.2,0.2,0.2,0.2,6.2180999999999997,4.7586000000000004,6.1185,7.8650000000000002,52809,42430,52300,64748,8.8885000000000005,7.9077999999999999,8.7268000000000008,10.045,99.995999999999995,100,100,100,22.978000000000002,22.597000000000001,22.942,23.411999999999999,0.39998,0.4,0.4,0.4,50976,46268,51292,55150,0.96711999999999998,0.31068000000000001,0.88800000000000001,1.7565999999999999,32658,29059,32365,37013,12.472,6.2363999999999997,11.327,20.556000000000001,3.0908000000000002,2.8812000000000002,3.0811000000000002,3.3172000000000001,57.683,23.873999999999999,39.716999999999999,121.82,946.22,878.23,945.11,1016,39.064,23.774999999999999,39.189,53.707000000000001,30573,27801,30508,33375,58290,51207,59234,64640,206.56,145.19999999999999,212.71,274.88,111350,102430,111200,120190,214.61,104.95,202.49,338.31,10.569000000000001,9.3354999999999997,10.412000000000001,12.037000000000001,14.147,12.616,14.246,15.648999999999999,2.5613000000000001,2.3492999999999999,2.5522999999999998,2.7799,254560,240120,255390,268130,0.1701,0.15658,0.17007,0.18321000000000001,7.2111000000000001,5.4408000000000003,6.9827000000000004,9.9014000000000006,62.517000000000003,33.021999999999998,68.597999999999999,85.227999999999994]
[11.5,0.2,0.2,0.2,0.2,6.2180999999999997,4.7586000000000004,6.1185,7.8650000000000002,52811,42430,52300,64748,8.9504999999999999,7.9577999999999998,8.8074999999999992,10.164,100,100,100,100,22.923999999999999,22.539000000000001,22.890999999999998,23.331,0.4,0.4,0.4,0.4,51550,46697,51889,55809,0.96738000000000002,0.31068000000000001,0.88800000000000001,1.7541,32960,29237,32635,37504,12.521000000000001,6.2995999999999999,11.407999999999999,20.619,3.1465999999999998,2.9390999999999998,3.1366999999999998,3.3784999999999998,57.68,23.873999999999999,39.716999999999999,121.82,947.82,878.76,946.23,1014.8,39.064,23.774999999999999,39.189,53.707000000000001,31139,28187,31054,33989,58765,51608,59687,65127,206.56,145.19999999999999,212.71,274.88,113310,103900,113490,122680,215.26,105.32,203.83,336.16,10.635999999999999,9.3696999999999999,10.454000000000001,12.089,14.17,12.602,14.287000000000001,15.657999999999999,2.5678999999999998,2.3536000000000001,2.5592999999999999,2.7839,255820,241710,256690,269420,0.17019000000000001,0.15675,0.1701,0.18304000000000001,7.2450999999999999,5.4745999999999997,7.0396000000000001,9.9649000000000001,62.517000000000003,33.021999999999998,68.597999999999999,85.227999999999994]
[11.583299999999999,0.2,0.2,0.2,0.2,6.2180999999999997,4.7586000000000004,6.1185,7.8650000000000002,52818,42430,52300,64748,8.9847000000000001,7.9748000000000001,8.8272999999999993,10.210000000000001,100,100,100,100,22.888999999999999,22.504000000000001,22.855,23.294,0.4,0.4,0.4,0.4,51881,46884,52068,56319,0.96787999999999996,0.31068000000000001,0.88800000000000001,1.7559,33211,29577,32831,37707,12.565,6.3188000000000004,11.401999999999999,20.942,3.1960000000000002,2.9794999999999998,3.1844000000000001,3.4323000000000001,57.676000000000002,23.873999999999999,39.716999999999999,121.82,949.67,879.62,948.12,1019.3,39.064,23.774999999999999,39.189,53.707000000000001,31697,28747,31678,34634,58950,52072,59686,65288,206.56,145.19999999999999,212.71,274.88,115300,105910,114930,125070,215.9,105.38,204.15,337.64,10.673,9.3858999999999995,10.509,12.179,14.217000000000001,12.675000000000001,14.387,15.723000000000001,2.5758999999999999,2.3569,2.5689000000000002,2.7936000000000001,256650,241880,257640,269750,0.17027999999999999,0.15726000000000001,0.16989000000000001,0.18390000000000001,7.2796000000000003,5.5110999999999999,7.0949999999999998,10,62.517000000000003,33.021999999999998,68.597999999999999,85.227999999999994]
[11.666700000000001,0.2,0.2,0.2,0.2,6.2180999999999997,4.7586000000000004,6.1185,7.8650000000000002,52822,42430,52300,64748,9.1165000000000003,8.0738000000000003,8.9720999999999993,10.456,100,100,100,100,22.866,22.495000000000001,22.829000000000001,23.294,0.4,0.4,0.4,0.4,52765,47685,52968,57432,0.96950999999999998,0.31068000000000001,0.88800000000000001,1.7616000000000001,33615,30002,33137,38139,12.683999999999999,6.4151999999999996,11.515000000000001,21.172000000000001,3.2658,3.0367999999999999,3.2559,3.5141,57.677,23.873999999999999,39.716999999999999,121.82,956.25,886.54,955.44,1027.3,39.064,23.774999999999999,39.189,53.707000000000001,32329,29380,32331,35205,59806,52533,60615,66147,206.56,145.19999999999999,212.71,274.88,117430,107370,117140,127790,217.41,106.48,206.1,338.36,10.837999999999999,9.4886999999999997,10.677,12.427,14.29,12.723000000000001,14.433999999999999,15.795999999999999,2.5918999999999999,2.3698999999999999,2.5831,2.8153000000000001,259300,244890,260290,273020,0.17119000000000001,0.15844,0.17102000000000001,0.18525,7.3391999999999999,5.5829000000000004,7.1708999999999996,10,62.517000000000003,33.021999999999998,68.597999999999999,85.227999999999994]
[11.75,0.2,0.2,0.2,0.2,6.2180999999999997,4.7586000000000004,6.1185,7.8650000000000002,52823,42430,52300,64670,9.2370000000000001,8.1701999999999995,9.0841999999999992,10.59,100,100,100,100,22.791,22.408999999999999,22.754000000000001,23.202000000000002,0.4,0.4,0.4,0.4,53558,48400,53795,58022,0.97018000000000004,0.31068000000000001,0.88800000000000001,1.7569999999999999,33911,30273,33545,38281,12.772,6.4648000000000003,11.598000000000001,21.335999999999999,3.3271999999999999,3.0878999999999999,3.3159000000000001,3.5861999999999998,57.677999999999997,23.873999999999999,39.716999999999999,121.82,960.3,891.2,959.41,1032.8,39.064,23.774999999999999,39.189,53.707000000000001,32853,29831,32869,35818,60534,53223,61603,66835,206.56,145.19999999999999,212.71,274.88,119160,108800,118810,129590,218.39,107.11,206.74,341.96,10.993,9.5981000000000005,10.827999999999999,12.641999999999999,14.311999999999999,12.734,14.436999999999999,15.83,2.6002000000000001,2.3759999999999999,2.5918999999999999,2.8254999999999999,261220,246380,262180,275060,0.1716,0.15853999999999999,0.17152000000000001,0.18584000000000001,7.3784999999999998,5.5766999999999998,7.2119999999999997,10,62.517000000000003,33.021999999999998,68.597999999999999,85.227999999999994]
[11.833299999999999,0.2,0.2,0.2,0.2,6.2180999999999997,4.7586000000000004,6.1185,7.8650000000000002,52820,42430,52300,64670,9.2326999999999995,8.1318999999999999,9.0929000000000002,10.638999999999999,100,100,100,100,22.738,22.355,22.701000000000001,23.157,0.4,0.4,0.4,0.4,53700,48558,53924,58353,0.97028999999999999,0.31068000000000001,0.88800000000000001,1.7605999999999999,34056,30378,33722,38746,12.776,6.4535,11.601000000000001,21.353999999999999,3.3618000000000001,3.1135999999999999,3.3509000000000002,3.6280000000000001,57.671999999999997,23.873999999999999,39.716999999999999,121.82,959.58,889.23,958.48,1031.0999999999999,39.064,23.774999999999999,39.189,53.707000000000001,33265,30126,33254,36224,60532,53219,61582,67000,206.56,145.19999999999999,212.71,274.88,120640,110240,120440,131300,218.48,107.44,206.94,343.63,10.984999999999999,9.5593000000000004,10.819000000000001,12.61,14.324,12.702999999999999,14.438000000000001,15.862,2.6013999999999999,2.3738000000000001,2.5910000000000002,2.8462999999999998,261330,245810,261750,275940,0.1714,0.15811,0.17125000000000001,0.18584999999999999,7.3936000000000002,5.5964,7.2138,10,62.517000000000003,33.021999999999998,68.597999999999999,85.227999999999994]
[11.916700000000001,0.2,0.2,0.2,0.2,6.2180999999999997,4.7586000000000004,6.1185,7.8650000000000002,52811,42430,52250,64670,9.2355,8.1318000000000001,9.0911000000000008,10.615,99.998999999999995,100,100,100,22.734999999999999,22.332999999999998,22.713000000000001,23.173999999999999,0.4,0.4,0.4,0.4,53853,48648,53966,58762,0.97040000000000004,0.31068000000000001,0.88800000000000001,1.7568999999999999,34218,30556,33759,38877,12.781000000000001,6.4564000000000004,11.555,21.518000000000001,3.3936999999999999,3.1413000000000002,3.3835999999999999,3.6823000000000001,57.667999999999999,23.873999999999999,39.716999999999999,121.82,959.13,886.61,957.72,1033.4000000000001,39.064,23.774999999999999,39.189,53.707000000000001,33683,30395,33629,36739,60558,52598,61615,67341,206.56,145.19999999999999,212.71,274.88,122010,111470,121840,133130,218.6,106.9,206.79,344.96,10.989000000000001,9.5412999999999997,10.837999999999999,12.724,14.335000000000001,12.679,14.477,15.901,2.6025,2.3744999999999998,2.5964,2.8506,261540,245570,261660,276950,0.17116000000000001,0.15731000000000001,0.17085,0.18573999999999999,7.4076000000000004,5.5852000000000004,7.2243000000000004,10,62.517000000000003,33.021999999999998,68.597999999999999,85.227999999999994]
[12,0.2,0.2,0.2,0.2,6.2180999999999997,4.7586000000000004,6.1185,7.8650000000000002,52775,42430,52300,64592,9.2066999999999997,8.1165000000000003,9.0564999999999998,10.58,99.99,100,100,100,22.73,22.306999999999999,22.716000000000001,23.181999999999999,0.4,0.4,0.4,0.4,53775,48301,54032,58684,0.97014,0.31068000000000001,0.88800000000000001,1.7576000000000001,34408,30619,33958,39313,12.757,6.4253,11.477,21.61,3.4169,3.1682999999999999,3.403,3.7098,57.664000000000001,23.873999999999999,39.716999999999999,121.82,956.71,884.46,955.57,1031,39.064,23.774999999999999,39.189,53.707000000000001,34266,30888,34203,37424,60290,51811,61360,67119,206.56,145.19999999999999,212.71,274.88,123260,112220,123000,134610,218.4,106.69,206.22,346.47,10.954000000000001,9.5275999999999996,10.792,12.685,14.327999999999999,12.653,14.489000000000001,15.827999999999999,2.5991,2.37,2.5941999999999998,2.8477000000000001,260960,244800,261350,276430,0.17072999999999999,0.15698999999999999,0.17049,0.18537000000000001,7.4222000000000001,5.6207000000000003,7.2461000000000002,10,62.517000000000003,33.021999999999998,68.597999999999999,85.227999999999994]
[12.083299999999999,0.2,0.2,0.2,0.2,6.2180999999999997,4.7586000000000004,6.1185,7.8650000000000002,52719,42430,52171,64366,9.1660000000000004,8.1029999999999998,9.0292999999999992,10.518000000000001,99.980999999999995,100,100,100,22.745999999999999,22.32,22.724,23.204999999999998,0.4,0.4,0.4,0.4,53404,48194,53586,58377,0.97036999999999995,0.31068000000000001,0.88800000000000001,1.7611000000000001,34524,30900,33964,39367,12.722,6.3823999999999996,11.458,21.635000000000002,3.4413999999999998,3.1917,3.4268000000000001,3.7208999999999999,57.658999999999999,23.873999999999999,39.716999999999999,121.82,955.31,881.61,952.97,1030.0999999999999,39.064,23.774999999999999,39.189,53.707000000000001,34803,31378,34826,37988,59545,51006,60519,66547,206.56,145.19999999999999,212.71,274.88,124530,113290,124100,135560,218.11,106.42,206.1,346.29,10.912000000000001,9.5206,10.77,12.536,14.346,12.698,14.472,15.864000000000001,2.5981999999999998,2.3727,2.5994999999999999,2.8420999999999998,259510,243720,260250,274620,0.17019000000000001,0.15647,0.16991000000000001,0.18454000000000001,7.4370000000000003,5.6174999999999997,7.2346000000000004,10,62.517000000000003,33.021999999999998,68.597999999999999,85.227999999999994]
[12.166700000000001,0.2,0.2,0.2,0.2,6.2180999999999997,4.7586000000000004,6.1185,7.8650000000000002,52693,42347,52171,64362,9.1267999999999994,8.0833999999999993,8.9943000000000008,10.528,99.972999999999999,100,100,100,22.786999999999999,22.367000000000001,22.754999999999999,23.238,0.4,0.4,0.4,0.4,53116,47690,53309,57819,0.9708,0.31068000000000001,0.88800000000000001,1.7616000000000001,34668,30801,34117,39353,12.693,6.3681999999999999,11.423999999999999,21.73,3.4624999999999999,3.2166999999999999,3.4477000000000002,3.7347999999999999,57.658000000000001,23.873999999999999,39.716999999999999,121.82,953.82,879.83,951.46,1025.7,39.064,23.774999999999999,39.189,53.707000000000001,35320,32041,35351,38528,58949,50171,59961,65784,206.56,145.19999999999999,212.71,274.88,125750,114830,125240,137560,217.83,106.72,206.65,347.17,10.871,9.5177999999999994,10.731999999999999,12.449,14.36,12.711,14.532,15.942,2.5969000000000002,2.3778999999999999,2.5960000000000001,2.8420000000000001,258330,242820,258710,273120,0.16974,0.15598000000000001,0.16966000000000001,0.18326000000000001,7.4512,5.6604999999999999,7.2503000000000002,10,62.517000000000003,33.021999999999998,68.597999999999999,85.227999999999994]
[12.25,0.2,0.2,0.2,0.2,6.2180999999999997,4.7586000000000004,6.1185,7.8650000000000002,52699,42347,52298,64480,9.1023999999999994,8.0792999999999999,8.9623000000000008,10.458,99.983999999999995,100,100,100,22.818999999999999,22.405999999999999,22.797999999999998,23.265000000000001,0.4,0.4,0.4,0.4,53038,47623,53187,57761,0.97145000000000004,0.31068000000000001,0.88800000000000001,1.7618,34885,31325,34310,39459,12.678000000000001,6.3571999999999997,11.416,21.748000000000001,3.4876999999999998,3.2425999999999999,3.4704999999999999,3.7587999999999999,57.658000000000001,23.873999999999999,39.716999999999999,121.82,953.58,880.67,951.52,1024.9000000000001,39.064,23.774999999999999,39.189,53.707000000000001,35891,32492,35943,39171,58666,49782,59557,65530,206.56,145.19999999999999,212.71,274.88,127020,116280,126860,138610,217.65,106.91,206.2,346.15,10.847,9.5174000000000003,10.709,12.426,14.379,12.712999999999999,14.548,15.933999999999999,2.5985999999999998,2.3820000000000001,2.5962000000000001,2.8451,257890,242770,258580,272310,0.16952999999999999,0.15612999999999999,0.16924,0.18339,7.4706999999999999,5.7069000000000001,7.2794999999999996,10,62.517000000000003,33.021999999999998,68.597999999999999,85.227999999999994]
[12.333299999999999,0.2,0.2,0.2,0.2,6.2180999999999997,4.7586000000000004,6.1185,7.8650000000000002,52747,42397,52300,64590,9.1358999999999995,8.1457999999999995,8.9770000000000003,10.452,99.998000000000005,100,100,100,22.831,22.427,22.802,23.266999999999999,0.4,0.4,0.4,0.4,53516,48202,53658,58123,0.97282999999999997,0.31068000000000001,0.88800000000000001,1.7668999999999999,35298,31701,34782,39792,12.711,6.3689999999999998,11.404999999999999,21.765999999999998,3.5274000000000001,3.2812999999999999,3.5108000000000001,3.7976999999999999,57.658999999999999,23.873999999999999,39.716999999999999,121.82,956.37,884.06,955.35,1025.0999999999999,39.064,23.774999999999999,39.189,53.707000000000001,36504,33109,36566,39796,59129,49976,59979,66015,206.56,145.19999999999999,212.71,274.88,128660,117520,128680,140010,218.05,107.07,206.34,346.29,10.887,9.5794999999999995,10.75,12.43,14.422000000000001,12.792,14.577,16.004000000000001,2.6088,2.3921000000000001,2.6059999999999999,2.8483000000000001,259310,244210,260190,273170,0.17013,0.15686,0.16986000000000001,0.18336,7.5118999999999998,5.7428999999999997,7.3163,10,62.517000000000003,33.021999999999998,68.597999999999999,85.227999999999994]
[12.416700000000001,0.2,0.2,0.2,0.2,6.2180999999999997,4.7586000000000004,6.1185,7.8650000000000002,52800,42430,52300,64670,9.2174999999999994,8.2011000000000003,9.0357000000000003,10.507999999999999,99.998999999999995,100,100,100,22.791,22.405000000000001,22.757000000000001,23.222999999999999,0.4,0.4,0.4,0.4,54187,49166,54293,58728,0.97387999999999997,0.31068000000000001,0.88800000000000001,1.7706,35619,32049,35058,40190,12.76,6.4005000000000001,11.422000000000001,21.821999999999999,3.5735999999999999,3.3264,3.5640999999999998,3.8355999999999999,57.662999999999997,23.873999999999999,39.716999999999999,121.82,959.57,888.01,960.34,1026.8,39.064,23.774999999999999,39.189,53.707000000000001,37043,33600,36997,40393,59799,50917,60687,66453,206.56,145.19999999999999,212.71,274.88,130050,118830,129760,141270,218.53,107.9,207.1,347.92,10.984999999999999,9.6858000000000004,10.833,12.521000000000001,14.454000000000001,12.914,14.632,15.976000000000001,2.6196999999999999,2.4028999999999998,2.6168,2.8654000000000002,261120,247000,261360,274740,0.17082,0.15770999999999999,0.17063999999999999,0.18379000000000001,7.5547000000000004,5.8156999999999996,7.3501000000000003,10,62.517000000000003,33.021999999999998,68.597999999999999,85.227999999999994]
[12.5,0.2,0.2,0.2,0.2,6.2180999999999997,4.7586000000000004,6.1185,7.8650000000000002,52819,42430,52300,64670,9.2649000000000008,8.2141999999999999,9.0814000000000004,10.532999999999999,100,100,100,100,22.74,22.364000000000001,22.724,23.138999999999999,0.4,0.4,0.4,0.4,54601,49865,54831,59020,0.97460999999999998,0.31068000000000001,0.88800000000000001,1.7791999999999999,35901,32359,35355,40432,12.792999999999999,6.4329999999999998,11.491,21.800999999999998,3.6109,3.3734999999999999,3.6021999999999998,3.8673000000000002,57.667000000000002,23.873999999999999,39.716999999999999,121.82,961.32,892.56,961.38,1028.7,39.064,23.774999999999999,39.189,53.707000000000001,37589,34255,37508,40959,60165,51670,61003,66702,206.56,145.19999999999999,212.71,274.88,131360,120160,131120,142670,218.8,108.15,206.46,348.57,11.042999999999999,9.6896000000000004,10.884,12.582000000000001,14.478999999999999,13.007,14.656000000000001,16.001000000000001,2.6265000000000001,2.4066999999999998,2.6227,2.8687,262160,249120,262380,276210,0.17118,0.15822,0.17097000000000001,0.18381,7.5857000000000001,5.859,7.3964999999999996,10,62.517000000000003,33.021999999999998,68.597999999999999,85.227999999999994]
[12.583299999999999,0.2,0.2,0.2,0.2,6.2180999999999997,4.7586000000000004,6.1185,7.8650000000000002,52824,42430,52300,64853,9.2842000000000002,8.2106999999999992,9.0974000000000004,10.545999999999999,100,100,100,100,22.710999999999999,22.326000000000001,22.696000000000002,23.074999999999999,0.4,0.4,0.4,0.4,54759,49856,54814,59393,0.9758,0.31068000000000001,0.88800000000000001,1.7870999999999999,36146,32323,35602,40674,12.823,6.3929,11.579000000000001,21.762,3.6448,3.4098999999999999,3.6404999999999998,3.9045999999999998,57.667999999999999,23.873999999999999,39.716999999999999,121.82,963.49,896.52,964.95,1032.7,39.064,23.774999999999999,39.189,53.707000000000001,38135,34594,38237,41516,60180,52087,60697,66755,206.56,145.19999999999999,212.71,274.88,132710,121000,132610,144470,219.19,108.34,206.43,349.07,11.069000000000001,9.7333999999999996,10.904,12.605,14.53,13.034000000000001,14.678000000000001,16.055,2.6347999999999998,2.4157999999999999,2.6295999999999999,2.875,262650,248680,262930,277510,0.17152000000000001,0.15816,0.17105000000000001,0.18443000000000001,7.6193999999999997,5.8841999999999999,7.4448999999999996,10,62.517000000000003,33.021999999999998,68.597999999999999,85.227999999999994]
[12.666700000000001,0.2,0.2,0.2,0.2,6.2180999999999997,4.7586000000000004,6.1185,7.8650000000000002,52828,42430,52300,64892,9.4050999999999991,8.3058999999999994,9.2187000000000001,10.651999999999999,100,100,100,100,22.698,22.292000000000002,22.68,23.088000000000001,0.4,0.4,0.4,0.4,55491,50702,55709,60274,0.97743000000000002,0.31068000000000001,0.88800000000000001,1.7946,36525,32617,35969,41042,12.925000000000001,6.4584000000000001,11.715999999999999,21.722000000000001,3.6964000000000001,3.4422000000000001,3.6934999999999998,3.9660000000000002,57.674999999999997,23.873999999999999,39.716999999999999,121.82,969.62,901.78,971.17,1039,39.064,23.774999999999999,39.189,53.707000000000001,38745,35288,38848,42129,60908,53175,61388,67471,206.56,145.19999999999999,212.71,274.88,134310,122220,134200,146300,220.35,109.03,208.25,350.48,11.225,9.8386999999999993,11.086,12.77,14.601000000000001,13.042,14.77,16.097999999999999,2.6501999999999999,2.4304000000000001,2.6455000000000002,2.8815,265000,249980,264950,280310,0.17254,0.15939999999999999,0.17224999999999999,0.18575,7.6745000000000001,5.9523999999999999,7.4717000000000002,10,62.517000000000003,33.021999999999998,68.597999999999999,85.227999999999994]
[12.75,0.2,0.2,0.2,0.2,6.2180999999999997,4.7586000000000004,6.1185,7.8650000000000002,52837,42430,52300,64987,9.5143000000000004,8.4093,9.3702000000000005,10.766999999999999,100,100,100,100,22.632999999999999,22.221,22.625,23.05,0.4,0.4,0.4,0.4,56156,51401,56435,60980,0.97777999999999998,0.31068000000000001,0.88800000000000001,1.7937000000000001,36787,32954,36307,41114,12.996,6.5023,11.757999999999999,21.71,3.7383000000000002,3.4941,3.7423999999999999,3.9975000000000001,57.680999999999997,23.873999999999999,39.716999999999999,121.82,973.12,907.19,976.23,1041.3,39.064,23.774999999999999,39.189,53.707000000000001,39186,35781,39411,42375,61531,54134,61945,68022,206.56,145.19999999999999,212.71,274.88,135340,123180,135390,147620,220.96,109.07,208.38,352.54,11.368,9.9247999999999994,11.263,12.97,14.622,13.054,14.795,16.138999999999999,2.6579999999999999,2.4298000000000002,2.6568999999999998,2.8906000000000001,266680,251790,266750,282220,0.17305999999999999,0.15983,0.17266000000000001,0.18642,7.7118000000000002,5.9866000000000001,7.5468000000000002,10,62.517000000000003,33.021999999999998,68.597999999999999,85.227999999999994]
[12.833299999999999,0.2,0.2,0.2,0.2,6.2180999999999997,4.7586000000000004,6.1185,7.8650000000000002,52834,42430,52300,64987,9.4964999999999993,8.3994999999999997,9.3558000000000003,10.727,100,100,100,100,22.588000000000001,22.172000000000001,22.576000000000001,22.997,0.4,0.4,0.4,0.4,56109,51180,56473,61028,0.97789000000000004,0.31068000000000001,0.88800000000000001,1.7992999999999999,36894,32939,36476,41342,12.981999999999999,6.4435000000000002,11.775,21.61,3.7570000000000001,3.5179,3.7639,4.0162000000000004,57.68,23.873999999999999,39.716999999999999,121.82,972.3,904.88,975.42,1041,39.064,23.774999999999999,39.189,53.707000000000001,39510,36183,39708,42630,61331,53959,61785,67924,206.56,145.19999999999999,212.71,274.88,136120,123560,136420,148180,220.76,108.67,207.52,352.53,11.347,9.9271999999999991,11.266999999999999,12.943,14.629,13.083,14.798999999999999,16.151,2.6581000000000001,2.4312999999999998,2.6539999999999999,2.8887,266330,251330,266420,282670,0.17297999999999999,0.15981000000000001,0.17274,0.18643000000000001,7.7237,5.9699,7.5513000000000003,10,62.517000000000003,33.021999999999998,68.597999999999999,85.227999999999994]
[12.916700000000001,0.2,0.2,0.2,0.2,6.2180999999999997,4.7586000000000004,6.1185,7.8650000000000002,52827,42430,52300,64987,9.4848999999999997,8.3876000000000008,9.3541000000000007,10.702999999999999,99.998999999999995,100,100,100,22.597999999999999,22.161000000000001,22.585000000000001,23.01,0.4,0.4,0.4,0.4,56105,51030,56508,60948,0.97796000000000005,0.31068000000000001,0.88800000000000001,1.8013999999999999,37031,33055,36675,41541,12.972,6.4303999999999997,11.773,21.594000000000001,3.7740999999999998,3.5224000000000002,3.7753999999999999,4.0468000000000002,57.68,23.873999999999999,39.716999999999999,121.82,971.71,901.02,974,1039.5,39.064,23.774999999999999,39.189,53.707000000000001,39847,36355,40019,43043,61228,53599,61714,67906,206.56,145.19999999999999,212.71,274.88,136830,124230,137340,149250,220.62,108.83,206.83,352.46,11.337,9.9295000000000009,11.22,12.874000000000001,14.635999999999999,13.125,14.807,16.143000000000001,2.6579999999999999,2.4279000000000002,2.6543999999999999,2.8767999999999998,266220,250670,266480,282910,0.17285,0.16005,0.17262,0.18575,7.7366000000000001,6.0004999999999997,7.577,10,62.517000000000003,33.021999999999998,68.597999999999999,85.227999999999994]
[13,0.2,0.2,0.2,0.2,6.2180999999999997,4.7586000000000004,6.1185,7.8650000000000002,52789,42347,52300,64694,9.4473000000000003,8.3513000000000002,9.3208000000000002,10.63,99.989000000000004,100,100,100,22.600999999999999,22.155000000000001,22.582999999999998,23.03,0.4,0.4,0.4,0.4,55949,50887,56317,61046,0.97782999999999998,0.31068000000000001,0.88800000000000001,1.8038000000000001,36556,32634,36214,40984,12.941000000000001,6.4321000000000002,11.721,21.617999999999999,3.7898000000000001,3.5386000000000002,3.7951999999999999,4.0564,57.679000000000002,23.873999999999999,39.716999999999999,121.82,969.74,897.72,973.11,1037.8,39.064,23.774999999999999,39.189,53.707000000000001,39712,36306,39856,42866,60824,53045,61596,67591,206.56,145.19999999999999,212.71,274.88,135720,123140,136030,148300,220.24,108.45,206.83,353.47,11.295999999999999,9.9015000000000004,11.172000000000001,12.814,14.631,13.131,14.776,16.120999999999999,2.6545000000000001,2.4285000000000001,2.6503000000000001,2.8702000000000001,265420,249900,265630,282030,0.17215,0.15887999999999999,0.17169999999999999,0.18495,7.7324999999999999,5.9950999999999999,7.5715000000000003,10,62.517000000000003,33.021999999999998,68.597999999999999,85.227999999999994]
[13.083299999999999,0.2,0.2,0.2,0.2,6.2180999999999997,4.7586000000000004,6.1185,7.8650000000000002,52709,42347,52264,64348,9.4215,8.3449000000000009,9.3118999999999996,10.629,99.972999999999999,100,100,100,22.623000000000001,22.177,22.606000000000002,23.052,0.4,0.4,0.4,0.4,55577,50592,55858,60536,0.97914000000000001,0.31068000000000001,0.88800000000000001,1.8137000000000001,36210,32319,35837,40581,12.901999999999999,6.4165999999999999,11.695,21.51,3.827,3.5714000000000001,3.8346,4.0823,57.674999999999997,23.873999999999999,39.716999999999999,121.82,973.56,902.62,976.23,1043,39.064,23.774999999999999,39.189,53.707000000000001,39824,36514,40036,42963,59904,52087,60667,66731,206.56,145.19999999999999,212.71,274.88,135260,123240,135530,147490,219.93,108.41,207.24,354.44,11.295,9.9230999999999998,11.19,12.791,14.717000000000001,13.2,14.865,16.199000000000002,2.6648999999999998,2.4346999999999999,2.6593,2.883,264060,248120,264180,280050,0.17202999999999999,0.15905,0.17201,0.18534,7.7493999999999996,6.0141999999999998,7.5872000000000002,10,62.517000000000003,33.021999999999998,68.597999999999999,85.227999999999994]
[13.166700000000001,0.2,0.2,0.2,0.2,6.2180999999999997,4.7586000000000004,6.1185,7.8650000000000002,52623,42347,52201,64366,9.3943999999999992,8.3376000000000001,9.266,10.583,99.957999999999998,100,100,100,22.66,22.227,22.646000000000001,23.105,0.4,0.4,0.4,0.4,55125,50271,55550,59828,0.98026999999999997,0.31068000000000001,0.88800000000000001,1.8292999999999999,35825,31992,35395,40167,12.862,6.3993000000000002,11.667999999999999,21.405000000000001,3.8592,3.6065,3.8704999999999998,4.1260000000000003,57.670999999999999,23.873999999999999,39.716999999999999,121.82,976.42,908.75,978.09,1042.3,39.064,23.774999999999999,39.189,53.707000000000001,39925,36762,40142,42871,58893,51332,59595,65588,206.56,145.19999999999999,212.71,274.88,134620,122700,134930,146490,219.74,108.39,207.24,353.13,11.291,9.9230999999999998,11.179,12.787000000000001,14.786,13.292,14.958,16.216999999999999,2.6722999999999999,2.4447000000000001,2.6642000000000001,2.8953000000000002,262400,246910,262780,277910,0.17169999999999999,0.15876000000000001,0.17133999999999999,0.18443000000000001,7.7629999999999999,6.0285000000000002,7.5952000000000002,10,62.517000000000003,33.021999999999998,68.597999999999999,85.227999999999994]
[13.25,0.2,0.2,0.2,0.2,6.2180999999999997,4.7586000000000004,6.1185,7.8650000000000002,52558,42340,52040,64180,9.3850999999999996,8.3353999999999999,9.2523999999999997,10.547000000000001,99.962000000000003,100,100,100,22.704999999999998,22.282,22.684999999999999,23.140999999999998,0.4,0.4,0.4,0.4,54892,50352,55363,59257,0.98172000000000004,0.31068000000000001,0.88800000000000001,1.8305,35590,31755,35147,39894,12.837999999999999,6.4080000000000004,11.651,21.378,3.8944999999999999,3.6402000000000001,3.9026000000000001,4.1506999999999996,57.665999999999997,23.873999999999999,39.716999999999999,121.82,980.49,914.27,981.69,1045.4000000000001,39.064,23.774999999999999,39.189,53.707000000000001,40060,37017,40227,43057,58204,50567,59001,65035,206.56,145.19999999999999,212.71,274.88,134300,122220,134730,146090,219.7,107.98,207.76,350.7,11.305,9.9718999999999998,11.189,12.773,14.862,13.429,15.052,16.3,2.6827999999999999,2.4611999999999998,2.6753999999999998,2.9064000000000001,261540,246540,261860,277050,0.17166000000000001,0.15901999999999999,0.17132,0.18497,7.7840999999999996,6.0702999999999996,7.6081000000000003,10,62.517000000000003,33.021999999999998,68.597999999999999,85.227999999999994]
[13.333299999999999,0.2,0.2,0.2,0.2,6.2180999999999997,4.7586000000000004,6.1185,7.8650000000000002,52623,42347,52130,64275,9.4222999999999999,8.3928999999999991,9.3033999999999999,10.555999999999999,99.986999999999995,100,100,100,22.728000000000002,22.303999999999998,22.71,23.152000000000001,0.4,0.4,0.4,0.4,55169,50522,55498,59549,0.98309000000000002,0.31068000000000001,0.88800000000000001,1.8441000000000001,35476,31687,35126,39822,12.856999999999999,6.4370000000000003,11.673999999999999,21.51,3.9409999999999998,3.6913,3.9439000000000002,4.1980000000000004,57.664999999999999,23.873999999999999,39.716999999999999,121.82,986.72,918.61,987.16,1054.7,39.064,23.774999999999999,39.189,53.707000000000001,40254,37206,40415,43181,58237,50871,58956,65013,206.56,145.19999999999999,212.71,274.88,134230,122290,134560,146010,220.03,107.57,208.03,349.25,11.365,10.016999999999999,11.239000000000001,12.827999999999999,14.954000000000001,13.544,15.125999999999999,16.434999999999999,2.7006000000000001,2.4788000000000001,2.6924000000000001,2.9300999999999999,262420,247550,262800,277500,0.17229,0.15926000000000001,0.17233999999999999,0.18559,7.82,6.0933999999999999,7.6620999999999997,10,62.517000000000003,33.021999999999998,68.597999999999999,85.227999999999994]
[13.416700000000001,0.2,0.2,0.2,0.2,6.2180999999999997,4.7586000000000004,6.1185,7.8650000000000002,52701,42430,52197,64275,9.4992000000000001,8.4460999999999995,9.3682999999999996,10.664999999999999,99.992999999999995,100,100,100,22.704000000000001,22.292000000000002,22.684000000000001,23.122,0.4,0.4,0.4,0.4,55705,51107,55853,60177,0.98453000000000002,0.31068000000000001,0.88800000000000001,1.8625,35372,31681,34944,39799,12.888999999999999,6.4770000000000003,11.688000000000001,21.645,3.9904000000000002,3.7343000000000002,3.9893999999999998,4.2458,57.668999999999997,23.873999999999999,39.716999999999999,121.82,992.99,921.8,992.93,1060.9000000000001,39.064,23.774999999999999,39.189,53.707000000000001,40419,37274,40600,43237,58580,51303,59257,65213,206.56,145.19999999999999,212.71,274.88,134270,122230,134290,145930,220.47,107.57,207.72,348.99,11.474,10.105,11.348000000000001,12.912000000000001,15.032999999999999,13.589,15.169,16.529,2.7189999999999999,2.4906999999999999,2.7082999999999999,2.9472,263930,250170,263900,279010,0.17308000000000001,0.16014999999999999,0.17262,0.18618000000000001,7.8581000000000003,6.1029999999999998,7.6912000000000003,10,62.517000000000003,33.021999999999998,68.597999999999999,85.227999999999994]
[13.5,0.2,0.2,0.2,0.2,6.2180999999999997,4.7586000000000004,6.1185,7.8650000000000002,52703,42347,52112,64670,9.5510999999999999,8.5245999999999995,9.4487000000000005,10.694000000000001,99.992999999999995,100,100,100,22.661999999999999,22.254000000000001,22.654,23.044,0.4,0.4,0.4,0.4,56027,51258,56189,60377,0.98555999999999999,0.31068000000000001,0.88800000000000001,1.8653999999999999,35224,31509,34781,39642,12.907999999999999,6.4808000000000003,11.731999999999999,21.571000000000002,4.0330000000000004,3.7669000000000001,4.0350999999999999,4.2957000000000001,57.668999999999997,23.873999999999999,39.716999999999999,121.82,997.82,925.64,997.07,1069.2,39.064,23.774999999999999,39.189,53.707000000000001,40559,37523,40704,43364,58682,51614,59457,65257,206.56,145.19999999999999,212.71,274.88,133940,121710,134270,145530,220.7,107.98,207.62,347.62,11.553000000000001,10.198,11.426,13.01,15.102,13.635999999999999,15.256,16.617000000000001,2.7328999999999999,2.5068999999999999,2.7206999999999999,2.9573999999999998,264760,250240,264580,279970,0.17349999999999999,0.16092999999999999,0.17333000000000001,0.18711,7.8849,6.1327999999999996,7.7305999999999999,10,62.517000000000003,33.021999999999998,68.597999999999999,85.227999999999994]
[13.583299999999999,0.2,0.2,0.2,0.2,6.2180999999999997,4.7586000000000004,6.1185,7.8650000000000002,52696,42430,52250,64501,9.5846,8.5434000000000001,9.4999000000000002,10.765000000000001,99.998999999999995,100,100,100,22.638999999999999,22.228999999999999,22.635000000000002,23.042000000000002,0.4,0.4,0.4,0.4,56113,51473,56147,60323,0.98709999999999998,0.31068000000000001,0.88800000000000001,1.8707,35077,31389,34552,39356,12.93,6.5712999999999999,11.686,21.497,4.0763999999999996,3.8077999999999999,4.0708000000000002,4.3437000000000001,57.667000000000002,23.873999999999999,39.716999999999999,121.82,1003.7,932.04,1002,1075.5999999999999,39.064,23.774999999999999,39.189,53.707000000000001,40756,37767,40789,43738,58410,51099,59063,65466,206.56,145.19999999999999,212.71,274.88,133880,122040,133960,145830,221.18,108.41,207.69,346.41,11.611000000000001,10.268000000000001,11.468,13.058,15.2,13.664999999999999,15.365,16.792999999999999,2.7494000000000001,2.5350999999999999,2.7372999999999998,2.9718,265050,250010,264760,279490,0.17405999999999999,0.16098000000000001,0.17355000000000001,0.18765999999999999,7.9203000000000001,6.1769999999999996,7.7558999999999996,10,62.517000000000003,33.021999999999998,68.597999999999999,85.227999999999994]
[13.666700000000001,0.2,0.2,0.2,0.2,6.2180999999999997,4.7586000000000004,6.1185,7.8650000000000002,52703,42430,52130,64576,9.7003000000000004,8.6550999999999991,9.6212,10.922000000000001,99.997,100,100,100,22.632000000000001,22.241,22.63,23.048999999999999,0.4,0.4,0.4,0.4,56764,52052,56822,61263,0.98885000000000001,0.31068000000000001,0.88800000000000001,1.8841000000000001,35061,31383,34485,39410,13.010999999999999,6.617,11.749000000000001,21.606000000000002,4.1308999999999996,3.8511000000000002,4.1265999999999998,4.4081000000000001,57.673999999999999,23.873999999999999,39.716999999999999,121.82,1012.3,939.59,1011.2,1085.8,39.064,23.774999999999999,39.189,53.707000000000001,40974,37894,41029,43937,58867,50953,59376,66054,206.56,145.19999999999999,212.71,274.88,134200,122010,134260,146140,222.21,108.54,208.65,347.37,11.769,10.416,11.663,13.241,15.311,13.785,15.47,16.928000000000001,2.7715999999999998,2.5566,2.7562000000000002,3.0049000000000001,267160,251750,266600,282250,0.17519000000000001,0.16256000000000001,0.17460999999999999,0.18895999999999999,7.9721000000000002,6.2336,7.8249000000000004,10,62.517000000000003,33.021999999999998,68.597999999999999,85.227999999999994]
[13.75,0.2,0.2,0.2,0.2,6.2180999999999997,4.7586000000000004,6.1185,7.8650000000000002,52714,42430,52097,64748,9.7949999999999999,8.7634000000000007,9.7127999999999997,10.961,99.992999999999995,100,100,100,22.574999999999999,22.172000000000001,22.58,22.998000000000001,0.4,0.4,0.4,0.4,57306,52558,57239,61806,0.98953999999999998,0.31068000000000001,0.88800000000000001,1.8866000000000001,34937,31267,34349,39225,13.055,6.6338999999999997,11.815,21.696999999999999,4.1726000000000001,3.8919999999999999,4.1691000000000003,4.4531999999999998,57.682000000000002,23.873999999999999,39.716999999999999,121.82,1017.5,940.61,1015.9,1093,39.064,23.774999999999999,39.189,53.707000000000001,41092,38010,41082,44087,59209,51505,59848,66227,206.56,145.19999999999999,212.71,274.88,133990,121920,134190,146510,222.65,108.9,209.79,346.44,11.901,10.599,11.795,13.356999999999999,15.365,13.842000000000001,15.526,16.991,2.7847,2.5556000000000001,2.7728999999999999,3.0240999999999998,268490,252510,268370,284190,0.17569000000000001,0.16284999999999999,0.17516000000000001,0.18920000000000001,8.0004000000000008,6.2972000000000001,7.8944000000000001,10,62.517000000000003,33.021999999999998,68.597999999999999,85.227999999999994]
[13.833299999999999,0.2,0.2,0.2,0.2,6.2180999999999997,4.7586000000000004,6.1185,7.8650000000000002,52678,42430,52068,64670,9.7956000000000003,8.7568000000000001,9.7155000000000005,10.958,99.991,100,100,100,22.539000000000001,22.123000000000001,22.532,22.972000000000001,0.4,0.4,0.4,0.4,57154,52218,57261,61852,0.99016000000000004,0.31068000000000001,0.88800000000000001,1.8859999999999999,34719,31112,34272,38982,13.038,6.6542000000000003,11.768000000000001,21.725999999999999,4.2004000000000001,3.9140000000000001,4.1961000000000004,4.4964000000000004,57.68,23.873999999999999,39.716999999999999,121.82,1020.2,941.47,1016.8,1098.5999999999999,39.064,23.774999999999999,39.189,53.707000000000001,41160,38013,41144,44189,58709,50737,59328,66037,206.56,145.19999999999999,212.71,274.88,133620,120970,133640,146280,222.55,108.74,209.59,345.87,11.917999999999999,10.634,11.819000000000001,13.363,15.419,13.887,15.587,17.085000000000001,2.7923,2.5585,2.7844000000000002,3.0381999999999998,267840,251710,267830,283810,0.17569000000000001,0.16258,0.17535000000000001,0.18933,8.0144000000000002,6.2950999999999997,7.8861999999999997,10,62.517000000000003,33.021999999999998,68.597999999999999,85.227999999999994]
[13.916700000000001,0.2,0.2,0.2,0.2,6.2180999999999997,4.7586000000000004,6.1185,7.8650000000000002,52624,42347,52000,64556,9.7960999999999991,8.7605000000000004,9.7058,10.94,99.975999999999999,100,100,100,22.556999999999999,22.132999999999999,22.547000000000001,22.998999999999999,0.4,0.4,0.4,0.4,57056,51748,57105,61786,0.99073999999999995,0.31068000000000001,0.88800000000000001,1.889,34504,30830,33970,38885,13.023,6.6517999999999997,11.73,21.722999999999999,4.2244000000000002,3.9266000000000001,4.2210000000000001,4.5434999999999999,57.679000000000002,23.873999999999999,39.716999999999999,121.82,1022.6,943.67,1020.1,1102.8,39.064,23.774999999999999,39.189,53.707000000000001,41222,38169,41239,44158,58279,50380,58876,65696,206.56,145.19999999999999,212.71,274.88,133200,120750,133300,145850,222.46,108.64,209.45,345.67,11.935,10.648,11.827,13.35,15.468,13.894,15.601000000000001,17.123999999999999,2.7987000000000002,2.5630000000000002,2.7852999999999999,3.0427,267370,250830,267340,283960,0.17563000000000001,0.16256000000000001,0.1754,0.18986,8.0259,6.2918000000000003,7.9058000000000002,10,62.517000000000003,33.021999999999998,68.597999999999999,85.227999999999994]
[14,0.2,0.2,0.2,0.2,6.2180999999999997,4.7586000000000004,6.1185,7.8650000000000002,52519,42347,51904,64306,9.7713999999999999,8.7784999999999993,9.6865000000000006,10.888999999999999,99.921999999999997,100,100,100,22.571000000000002,22.129000000000001,22.56,23.024999999999999,0.4,0.4,0.4,0.4,56716,51419,56851,61648,0.99099999999999999,0.31068000000000001,0.88800000000000001,1.8915999999999999,34194,30496,33730,38633,12.984999999999999,6.6536999999999997,11.691000000000001,21.699000000000002,4.2309999999999999,3.9312999999999998,4.2157999999999998,4.5528000000000004,57.676000000000002,23.873999999999999,39.716999999999999,121.82,1023.4,941.14,1021,1103.9000000000001,39.064,23.774999999999999,39.189,53.707000000000001,41265,38186,41264,44214,57554,49217,58097,65151,206.56,145.19999999999999,212.71,274.88,132220,119830,132210,145230,222.11,108.6,208.85,344.72,11.923999999999999,10.638999999999999,11.813000000000001,13.311999999999999,15.497999999999999,13.904999999999999,15.635,17.161000000000001,2.8005,2.5623999999999998,2.786,3.0447000000000002,266030,249220,266070,282400,0.17546999999999999,0.16188,0.17519999999999999,0.18945000000000001,8.0333000000000006,6.2847999999999997,7.9500999999999999,10,62.517000000000003,33.021999999999998,68.597999999999999,85.227999999999994]
[14.083299999999999,0.2,0.2,0.2,0.2,6.2180999999999997,4.7586000000000004,6.1185,7.8650000000000002,52324,42322,51659,64143,9.7344000000000008,8.7428000000000008,9.6225000000000005,10.847,99.864999999999995,99.653000000000006,100,100,22.606999999999999,22.167999999999999,22.594000000000001,23.07,0.4,0.4,0.4,0.4,56049,50988,56176,60993,0.99104999999999999,0.31068000000000001,0.88800000000000001,1.8905000000000001,33814,30194,33303,38193,12.95,6.6410999999999998,11.656000000000001,21.655999999999999,4.2305000000000001,3.9152999999999998,4.2263000000000002,4.5570000000000004,57.670999999999999,23.873999999999999,39.716999999999999,121.82,1022.5,939.91,1020.1,1107.2,39.064,23.774999999999999,39.189,53.707000000000001,41232,38167,41264,44248,56376,48110,56985,64181,206.56,145.19999999999999,212.71,274.88,131080,119040,130710,143350,221.85,107.82,208.79,344.96,11.891,10.598000000000001,11.789,13.297000000000001,15.509,13.904999999999999,15.63,17.178000000000001,2.7978999999999998,2.5535000000000001,2.7831999999999999,3.0486,263630,247250,263580,279210,0.17484,0.16138,0.17502000000000001,0.18920000000000001,8.0338999999999992,6.2836999999999996,7.9580000000000002,10,62.517000000000003,33.021999999999998,68.597999999999999,85.227999999999994]
[14.166700000000001,0.2,0.2,0.2,0.2,6.2180999999999997,4.7586000000000004,6.1185,7.8650000000000002,52208,42322,51577,63922,9.7090999999999994,8.7317,9.5997000000000003,10.797000000000001,99.831999999999994,99.498000000000005,100,100,22.670999999999999,22.248000000000001,22.663,23.126999999999999,0.4,0.4,0.4,0.4,55597,50444,55702,60302,0.99099000000000004,0.31068000000000001,0.88800000000000001,1.8815,33493,29865,33100,37826,12.917999999999999,6.5907,11.613,21.641999999999999,4.2313000000000001,3.9194,4.2260999999999997,4.5505000000000004,57.674999999999997,23.873999999999999,39.716999999999999,121.82,1022.1,940.25,1020.1,1108.3,39.064,23.774999999999999,39.189,53.707000000000001,41237,38178,41209,44146,55492,47057,56111,63254,206.56,145.19999999999999,212.71,274.88,130190,118660,129890,142570,221.68,107.38,208.38,346.5,11.872,10.581,11.79,13.237,15.522,13.962999999999999,15.663,17.186,2.7966000000000002,2.5547,2.7871000000000001,3.0474000000000001,261940,246040,261710,276930,0.17435999999999999,0.16113,0.17446999999999999,0.18808,8.0373000000000001,6.2784000000000004,7.9541000000000004,10,62.517000000000003,33.021999999999998,68.597999999999999,85.227999999999994]
[14.25,0.2,0.2,0.2,0.2,6.2180999999999997,4.7586000000000004,6.1185,7.8650000000000002,52206,42322,51556,63664,9.7070000000000007,8.7317,9.6156000000000006,10.791,99.875,100,100,100,22.718,22.306999999999999,22.713999999999999,23.166,0.4,0.4,0.4,0.4,55389,50294,55471,60059,0.99131999999999998,0.31068000000000001,0.88800000000000001,1.8809,33295,29849,32866,37572,12.907999999999999,6.5651000000000002,11.646000000000001,21.614999999999998,4.2389000000000001,3.9264999999999999,4.2325999999999997,4.5572999999999997,57.679000000000002,23.873999999999999,39.716999999999999,121.82,1023.4,944.25,1023.7,1106.3,39.064,23.774999999999999,39.189,53.707000000000001,41301,38162,41314,44208,54955,46375,55612,62261,206.56,145.19999999999999,212.71,274.88,129480,118110,129500,141890,221.73,106.98,207.7,347.72,11.879,10.582000000000001,11.782999999999999,13.242000000000001,15.551,14.04,15.693,17.254000000000001,2.8001,2.5550000000000002,2.7925,3.0474999999999999,261150,245820,261090,276030,0.17435999999999999,0.16172,0.17416999999999999,0.18817999999999999,8.0509000000000004,6.2914000000000003,7.9664999999999999,10,62.517000000000003,33.021999999999998,68.597999999999999,85.227999999999994]
[14.333299999999999,0.2,0.2,0.2,0.2,6.2180999999999997,4.7586000000000004,6.1185,7.8650000000000002,52377,42400,51665,64076,9.7607999999999997,8.7947000000000006,9.6433,10.858000000000001,99.929000000000002,100,100,100,22.74,22.33,22.731000000000002,23.173999999999999,0.4,0.4,0.4,0.4,55705,50895,55676,60271,0.99243000000000003,0.31068000000000001,0.88800000000000001,1.8836999999999999,33227,29731,32710,37451,12.945,6.6071999999999997,11.666,21.698,4.2611999999999997,3.9538000000000002,4.2569999999999997,4.5650000000000004,57.685000000000002,23.873999999999999,39.716999999999999,121.82,1027.4000000000001,948,1028.4000000000001,1107.5999999999999,39.064,23.774999999999999,39.189,53.707000000000001,41446,38447,41404,44346,55118,46679,55717,62283,206.56,145.19999999999999,212.71,274.88,129170,118370,129120,141370,222.27,107.57,208.82,348.2,11.944000000000001,10.679,11.839,13.276,15.606999999999999,14.069000000000001,15.744999999999999,17.315999999999999,2.8127,2.5720000000000001,2.8058000000000001,3.0566,262180,247270,262450,276710,0.17487,0.16236,0.17480000000000001,0.18848999999999999,8.0838999999999999,6.3373999999999997,7.9775,10,62.517000000000003,33.021999999999998,68.597999999999999,85.227999999999994]
[14.416700000000001,0.2,0.2,0.2,0.2,6.2180999999999997,4.7586000000000004,6.1185,7.8650000000000002,52529,42430,51987,64250,9.8482000000000003,8.8955000000000002,9.7118000000000002,10.928000000000001,99.962999999999994,100,100,100,22.710999999999999,22.312999999999999,22.693999999999999,23.13,0.4,0.4,0.4,0.4,56252,51497,56262,60728,0.99312999999999996,0.31068000000000001,0.88800000000000001,1.8918999999999999,33134,29684,32590,37384,12.991,6.6933999999999996,11.701000000000001,21.876000000000001,4.2832999999999997,3.9891999999999999,4.2729999999999997,4.5857000000000001,57.689,23.873999999999999,39.716999999999999,121.82,1030.3,952.68,1031.3,1109.5999999999999,39.064,23.774999999999999,39.189,53.707000000000001,41535,38581,41536,44435,55546,47479,56112,62699,206.56,145.19999999999999,212.71,274.88,128700,117890,128690,139930,222.72,107.66,209.48,349.94,12.044,10.787000000000001,11.928000000000001,13.385,15.635,14.154999999999999,15.821,17.350000000000001,2.8237000000000001,2.5863999999999998,2.8210000000000002,3.0710000000000002,263540,249200,263160,278080,0.17546,0.16281000000000001,0.17515,0.18948999999999999,8.1087000000000007,6.3773,7.9961000000000002,10,62.517000000000003,33.021999999999998,68.597999999999999,85.227999999999994]
[14.5,0.2,0.2,0.2,0.2,6.2180999999999997,4.7586000000000004,6.1185,7.8650000000000002,52553,42430,51987,64250,9.9093999999999998,8.9492999999999991,9.7954000000000008,10.991,99.947000000000003,100,100,100,22.672999999999998,22.277000000000001,22.673999999999999,23.073,0.4,0.4,0.4,0.4,56546,51912,56600,60894,0.99341999999999997,0.31068000000000001,0.88800000000000001,1.8986000000000001,32988,29502,32484,37341,13.019,6.6852,11.754,21.651,4.2977999999999996,4.0039999999999996,4.2901999999999996,4.6010999999999997,57.692,23.873999999999999,39.716999999999999,121.82,1031.9000000000001,955.57,1033.0999999999999,1109,39.064,23.774999999999999,39.189,53.707000000000001,41581,38636,41651,44339,55678,47609,56354,62874,206.56,145.19999999999999,212.71,274.88,128090,117670,128080,139210,222.99,108.29,209.98,351.16,12.113,10.869,12.02,13.488,15.654,14.159000000000001,15.826000000000001,17.404,2.8306,2.5876000000000001,2.8264999999999998,3.0798999999999999,264120,249910,263920,278710,0.17568,0.16298000000000001,0.17541999999999999,0.18903,8.1260999999999992,6.3822999999999999,8.0340000000000007,10,62.517000000000003,33.021999999999998,68.597999999999999,85.227999999999994]
[14.583299999999999,0.2,0.2,0.2,0.2,6.2180999999999997,4.7586000000000004,6.1185,7.8650000000000002,52551,42430,51961,64250,9.9687999999999999,9.0027000000000008,9.8211999999999993,11.087999999999999,99.963999999999999,100,100,100,22.657,22.260999999999999,22.652999999999999,23.052,0.4,0.4,0.4,0.4,56707,51883,56756,61240,0.99453999999999998,0.31068000000000001,0.88800000000000001,1.9019999999999999,32913,29426,32363,37056,13.068,6.8003999999999998,11.773999999999999,21.64,4.3230000000000004,4.0175000000000001,4.3223000000000003,4.6208,57.701000000000001,23.873999999999999,39.716999999999999,121.82,1036.2,957.9,1034.4000000000001,1113.4000000000001,39.064,23.774999999999999,39.189,53.707000000000001,41733,38779,41829,44442,55577,47603,56171,62927,206.56,145.19999999999999,212.71,274.88,127860,118140,127560,139290,223.74,108.96,211.5,351.44,12.186,10.9,12.069000000000001,13.574,15.725,14.161,15.935,17.442,2.8439000000000001,2.6046999999999998,2.8382000000000001,3.0985999999999998,264650,250290,264550,279410,0.17621999999999999,0.16313,0.17619000000000001,0.18969,8.1584000000000003,6.4160000000000004,8.0678999999999998,10,62.517000000000003,33.021999999999998,68.597999999999999,85.227999999999994]
[14.666700000000001,0.2,0.2,0.2,0.2,6.2180999999999997,4.7586000000000004,6.1185,7.8650000000000002,52585,42430,51957,64172,10.099,9.1036000000000001,9.9541000000000004,11.28,99.963999999999999,100,100,100,22.643000000000001,22.242999999999999,22.635999999999999,23.041,0.4,0.4,0.4,0.4,57391,52486,57457,61996,0.99558000000000002,0.31068000000000001,0.88800000000000001,1.9060999999999999,32907,29491,32322,37118,13.167,6.859,11.864000000000001,21.853000000000002,4.3548999999999998,4.0605000000000002,4.3532999999999999,4.6590999999999996,57.707999999999998,23.873999999999999,39.716999999999999,121.82,1042.2,962.26,1039.5999999999999,1118.5999999999999,39.064,23.774999999999999,39.189,53.707000000000001,41910,38952,41972,44590,56082,47842,56768,63709,206.56,145.19999999999999,212.71,274.88,127850,117680,127550,138930,224.96,110.9,212.45,354.85,12.34,11.071999999999999,12.18,13.776,15.8,14.259,16.018000000000001,17.484999999999999,2.8614000000000002,2.6232000000000002,2.8473999999999999,3.1103000000000001,266640,251300,266550,282740,0.17713999999999999,0.16425000000000001,0.17673,0.19017999999999999,8.2004000000000001,6.4961000000000002,8.1203000000000003,10,62.517000000000003,33.021999999999998,68.597999999999999,85.227999999999994]
[14.75,0.2,0.2,0.2,0.2,6.2180999999999997,4.7586000000000004,6.1185,7.8650000000000002,52622,42430,51987,64213,10.199999999999999,9.1618999999999993,10.048999999999999,11.363,99.948999999999998,100,100,100,22.588999999999999,22.158999999999999,22.581,23.010999999999999,0.4,0.4,0.4,0.4,57940,52855,57988,62568,0.99544999999999995,0.31068000000000001,0.88800000000000001,1.9074,32808,29183,32264,36984,13.217000000000001,6.8543000000000003,11.968,21.841999999999999,4.3689999999999998,4.0641999999999996,4.3776999999999999,4.6761999999999997,57.709000000000003,23.873999999999999,39.716999999999999,121.82,1044.0999999999999,966.2,1043.4000000000001,1120.2,39.064,23.774999999999999,39.189,53.707000000000001,41935,38881,42068,44686,56478,48502,57052,63966,206.56,145.19999999999999,212.71,274.88,127340,117060,127360,138420,225.34,112.39,212.17,353.96,12.457000000000001,11.189,12.295999999999999,13.955,15.805999999999999,14.198,16.033999999999999,17.457000000000001,2.8679999999999999,2.6337000000000002,2.8555000000000001,3.1160000000000001,267750,251970,267590,283740,0.17741000000000001,0.16477,0.17652999999999999,0.19044,8.2138000000000009,6.5060000000000002,8.1343999999999994,10,62.517000000000003,33.021999999999998,68.597999999999999,85.227999999999994]
[14.833299999999999,0.2,0.2,0.2,0.2,6.2180999999999997,4.7586000000000004,6.1185,7.8650000000000002,52585,42430,51904,64172,10.212999999999999,9.1681000000000008,10.06,11.414999999999999,99.94,100,100,100,22.559000000000001,22.134,22.553000000000001,22.991,0.4,0.4,0.4,0.4,57832,52564,57940,62749,0.99561999999999995,0.31068000000000001,0.88800000000000001,1.909,32626,29115,32066,36876,13.211,6.8680000000000003,11.975,21.771999999999998,4.3775000000000004,4.0682,4.3838999999999997,4.6829999999999998,57.712000000000003,23.873999999999999,39.716999999999999,121.82,1044.8,965.73,1045.3,1121.2,39.064,23.774999999999999,39.189,53.707000000000001,41958,39019,42085,44753,56102,47838,56749,63816,206.56,145.19999999999999,212.71,274.88,126710,116600,126560,137950,225.33,112.23,212.18,353.92,12.476000000000001,11.221,12.32,13.973000000000001,15.827,14.205,16.065000000000001,17.47,2.8713000000000002,2.6352000000000002,2.8555999999999999,3.1158999999999999,267170,251490,266790,284100,0.17732999999999999,0.16458999999999999,0.17621999999999999,0.19033,8.2211999999999996,6.4996,8.1168999999999993,10,62.517000000000003,33.021999999999998,68.597999999999999,85.227999999999994]
[14.916700000000001,0.2,0.2,0.2,0.2,6.2180999999999997,4.7586000000000004,6.1185,7.8650000000000002,52524,42408,51929,64172,10.228,9.1762999999999995,10.071999999999999,11.441000000000001,99.917000000000002,100,100,100,22.574000000000002,22.125,22.574999999999999,23.006,0.4,0.4,0.4,0.4,57756,52304,57954,62759,0.99577000000000004,0.31068000000000001,0.88800000000000001,1.9156,32444,28981,31973,36640,13.207000000000001,6.8521999999999998,11.981999999999999,21.725999999999999,4.3825000000000003,4.0708000000000002,4.3917999999999999,4.6837,57.713000000000001,23.873999999999999,39.716999999999999,121.82,1045.4000000000001,966.04,1045.8,1124,39.064,23.774999999999999,39.189,53.707000000000001,41982,38946,42094,44782,55802,47301,56346,63687,206.56,145.19999999999999,212.71,274.88,126240,116080,126040,137780,225.34,112.11,212.17,351.87,12.499000000000001,11.268000000000001,12.345000000000001,13.994,15.845000000000001,14.193,16.091999999999999,17.494,2.8736000000000002,2.6415000000000002,2.8589000000000002,3.1185,266740,250330,266370,283990,0.17718,0.16438,0.17613999999999999,0.19015000000000001,8.2268000000000008,6.5152999999999999,8.1489999999999991,10,62.517000000000003,33.021999999999998,68.597999999999999,85.227999999999994]
[15,0.2,0.2,0.2,0.2,6.2180999999999997,4.7586000000000004,6.1185,7.8650000000000002,52397,42306,51809,64078,10.214,9.1646000000000001,10.045999999999999,11.411,99.813999999999993,99.909000000000006,100,100,22.587,22.128,22.585999999999999,23.04,0.4,0.4,0.4,0.4,57397,51892,57651,62465,0.99570000000000003,0.31068000000000001,0.88800000000000001,1.9111,32421,28998,31897,36479,13.177,6.8205999999999998,11.993,21.669,4.3513000000000002,4.0460000000000003,4.3606999999999996,4.6471999999999998,57.710999999999999,23.873999999999999,39.716999999999999,121.82,1044.5,967.27,1045.5,1121.9000000000001,39.064,23.774999999999999,39.189,53.707000000000001,42122,39024,42334,44951,55213,46295,56007,63201,206.56,145.19999999999999,212.71,274.88,126130,115910,126130,137320,225.05,112.07,212.04,350.97,12.491,11.255000000000001,12.351000000000001,13.976000000000001,15.846,14.141999999999999,16.100999999999999,17.501000000000001,2.8715000000000002,2.6423000000000001,2.8561000000000001,3.113,265490,248710,265120,282270,0.17741999999999999,0.16414000000000001,0.1767,0.19069,8.2088999999999999,6.4978999999999996,8.1257000000000001,10,62.517000000000003,33.021999999999998,68.597999999999999,85.227999999999994]
[15.083299999999999,0.2,0.2,0.2,0.2,6.2180999999999997,4.7586000000000004,6.1185,7.8650000000000002,52027,42304,51318,63066,10.058,9.0410000000000004,9.9031000000000002,11.266,99.402000000000001,98.144999999999996,100,100,22.512,22.094999999999999,22.518000000000001,22.927,0.39995999999999998,0.4,0.4,0.4,56046,50495,56234,61265,0.98440000000000005,0.31068000000000001,0.88800000000000001,1.8587,31540,28173,31039,35689,13.146000000000001,6.7614000000000001,11.949,21.614999999999998,4.2201000000000004,3.9117999999999999,4.2278000000000002,4.5171999999999999,57.712000000000003,23.873999999999999,39.716999999999999,121.82,1009.6,931.62,1009.6,1089.9000000000001,39.064,23.774999999999999,39.189,53.707000000000001,40845,37737,41029,43840,54021,45007,54947,62291,206.56,145.19999999999999,212.71,274.88,121890,112560,121860,132640,224.51,110.57,212.14,354.59,12.166,10.94,12.021000000000001,13.653,15.353999999999999,13.628,15.566000000000001,17.021999999999998,2.7858999999999998,2.5589,2.7698999999999998,3.0350000000000001,260100,243470,260090,277500,0.17247999999999999,0.15928999999999999,0.17191999999999999,0.18556,8.0728000000000009,6.3178000000000001,7.9825999999999997,9.9885000000000002,62.515999999999998,33.021999999999998,68.597999999999999,85.227999999999994]
[15.166700000000001,0.2,0.2,0.2,0.2,6.2180999999999997,4.7586000000000004,6.1185,7.8650000000000002,52439,42319,51929,64117,10.048999999999999,9.0222999999999995,9.8782999999999994,11.281000000000001,99.837000000000003,100,100,100,22.396000000000001,21.98,22.372,22.835999999999999,0.39978999999999998,0.39922000000000002,0.4,0.4,56173,50711,56332,61293,0.96755000000000002,0.31068000000000001,0.88246000000000002,1.8028999999999999,30972,27632,30445,35143,13.186,6.7473000000000001,11.987,21.943999999999999,4.1151,3.8216000000000001,4.1204999999999998,4.3983999999999996,57.718000000000004,23.873999999999999,39.716999999999999,121.82,980.6,906.2,981.25,1055.5,39.064,23.774999999999999,39.189,53.707000000000001,39673,36621,39821,42586,54682,45998,55487,62575,206.56,145.19999999999999,212.71,274.88,118560,109160,118540,128850,224.58,109.44,212.61,354.26,12.018000000000001,10.797000000000001,11.894,13.525,14.895,13.24,15.095000000000001,16.489999999999998,2.7199,2.5001000000000002,2.7002000000000002,2.9603000000000002,259240,243800,259180,276090,0.16905000000000001,0.15633,0.16836999999999999,0.18215000000000001,7.9717000000000002,6.2289000000000003,7.8414000000000001,9.9201999999999995,62.347999999999999,33.021999999999998,68.597999999999999,84.495000000000005]
[15.25,0.19999,0.2,0.2,0.2,6.2180999999999997,4.7586000000000004,6.1185,7.8650000000000002,52608,42430,52000,64213,10.066000000000001,9.0343,9.9047999999999998,11.317,99.932000000000002,100,100,100,22.321999999999999,21.838000000000001,22.291,22.835999999999999,0.39938000000000001,0.39761000000000002,0.4,0.4,56471,51401,56619,61472,0.95094999999999996,0.31068000000000001,0.87180999999999997,1.7588999999999999,30526,27201,29938,34602,13.246,6.7968000000000002,12.023,22.324000000000002,4.0263999999999998,3.7475999999999998,4.0289999999999999,4.2990000000000004,57.722999999999999,23.873999999999999,39.716999999999999,121.82,955.31,881.78,954.67,1027.0999999999999,39.064,23.774999999999999,39.189,53.707000000000001,38635,35658,38791,41472,55411,47172,56016,62977,206.56,145.19999999999999,212.71,274.88,115660,106210,115550,125470,224.91,108.48,212.17,353.68,11.904,10.664,11.753,13.455,14.489000000000001,12.868,14.686999999999999,16.053999999999998,2.6659000000000002,2.4498000000000002,2.6503000000000001,2.8980000000000001,258920,243520,258670,274370,0.16616,0.15396000000000001,0.16542999999999999,0.1789,7.8929,6.1268000000000002,7.7607999999999997,9.8833000000000002,61.823,33.021999999999998,68.066999999999993,83.394999999999996]
[15.333299999999999,0.19997999999999999,0.2,0.2,0.2,6.2180999999999997,4.7586000000000004,6.1185,7.8650000000000002,52696,42430,52130,64467,10.099,9.0906000000000002,9.9728999999999992,11.345000000000001,99.971000000000004,100,100,100,22.263999999999999,21.678000000000001,22.256,22.864000000000001,0.39871000000000001,0.39545999999999998,0.4,0.4,56860,51915,56876,61688,0.93423999999999996,0.31068000000000001,0.86128000000000005,1.7137,30092,26704,29465,34172,13.307,6.7693000000000003,12.066000000000001,22.486000000000001,3.9424000000000001,3.6537999999999999,3.9506999999999999,4.2286999999999999,57.728999999999999,23.873999999999999,39.716999999999999,121.82,930.6,855.11,931.79,1001.4,39.064,23.774999999999999,39.189,53.707000000000001,37596,34574,37660,40261,56122,48238,56557,63693,206.56,145.19999999999999,212.71,274.88,112740,103630,112800,122200,225.14,108.57,211.98,354.1,11.801,10.507,11.654999999999999,13.351000000000001,14.086,12.568,14.268000000000001,15.662000000000001,2.6158999999999999,2.3923000000000001,2.6038999999999999,2.8477000000000001,258500,242900,258230,273950,0.16331000000000001,0.15123,0.16224,0.17646000000000001,7.8144,5.9916,7.6681999999999997,9.8444000000000003,61.249000000000002,33.021999999999998,67.400000000000006,82.046999999999997]
[15.416700000000001,0.19994999999999999,0.2,0.2,0.2,6.2180999999999997,4.7586000000000004,6.1185,7.8650000000000002,52747,42430,52171,64670,10.134,9.0854999999999997,9.9734999999999996,11.446999999999999,99.981999999999999,100,100,100,22.135999999999999,21.445,22.123999999999999,22.83,0.39762999999999998,0.39240000000000003,0.39971000000000001,0.4,57172,52304,57036,62148,0.91525000000000001,0.31068000000000001,0.84785999999999995,1.6671,29522,26136,28885,33430,13.33,6.7786999999999997,12.064,22.373000000000001,3.8477000000000001,3.5668000000000002,3.8488000000000002,4.1322000000000001,57.731999999999999,23.873999999999999,39.716999999999999,121.82,902.75,828.44,901.41,972.94,39.064,23.774999999999999,39.189,53.707000000000001,36401,33496,36514,39190,56608,48893,56970,63917,206.56,145.19999999999999,212.71,274.88,109320,100290,109230,118870,224.71,107.97,211.58,353.11,11.696999999999999,10.374000000000001,11.548,13.343,13.628,12.164999999999999,13.8,15.157,2.5583999999999998,2.3431000000000002,2.5467,2.7995999999999999,257000,242400,256370,272730,0.15987000000000001,0.14774000000000001,0.159,0.17285,7.7061000000000002,5.9040999999999997,7.5732999999999997,9.7556999999999992,60.527000000000001,33.021999999999998,66.629000000000005,80.370999999999995]
[15.5,0.19989999999999999,0.2,0.2,0.2,6.2180999999999997,4.7586000000000004,6.1185,7.8650000000000002,52779,42430,52171,64690,10.173999999999999,9.0799000000000003,10.039,11.512,99.995000000000005,100,100,100,21.960999999999999,21.199000000000002,21.974,22.745999999999999,0.39572000000000002,0.38773999999999997,0.39782000000000001,0.4,57360,52601,57150,62143,0.89576999999999996,0.31068000000000001,0.83216999999999997,1.6166,28891,25545,28300,32729,13.358000000000001,6.7621000000000002,12.061,22.201000000000001,3.7513999999999998,3.4752999999999998,3.7475999999999998,4.0274000000000001,57.737000000000002,23.873999999999999,39.716999999999999,121.82,874.87,801.78,873.62,943.88,39.064,23.774999999999999,39.189,53.707000000000001,35197,32410,35274,37935,56913,49837,57249,63915,206.56,145.19999999999999,212.71,274.88,105840,97096,105760,115080,224.31,107.08,210.93,354.38,11.602,10.252000000000001,11.468999999999999,13.183,13.175000000000001,11.74,13.334,14.669,2.4977999999999998,2.2791000000000001,2.4843000000000002,2.7282000000000002,254990,240220,254380,270480,0.15628,0.14435999999999999,0.15554999999999999,0.16939000000000001,7.5879000000000003,5.7850999999999999,7.4615999999999998,9.6814999999999998,59.779000000000003,33.021999999999998,65.403999999999996,78.831999999999994]
[15.583299999999999,0.19991,0.2,0.2,0.2,6.2180999999999997,4.7586000000000004,6.1185,7.8650000000000002,52811,42430,52250,64892,10.343,9.1760999999999999,10.196,11.75,99.998999999999995,100,100,100,22.007000000000001,21.123999999999999,22.042999999999999,22.837,0.39645000000000002,0.38851000000000002,0.4,0.4,58202,53223,57959,63130,0.88688,0.31068000000000001,0.83106999999999998,1.5803,28645,25216,27958,32500,13.561,6.9,12.307,22.422000000000001,3.7067999999999999,3.4344999999999999,3.7069000000000001,3.9944999999999999,57.747999999999998,23.873999999999999,39.716999999999999,121.82,859.91,786.04,858.86,929.05,39.064,23.774999999999999,39.189,53.707000000000001,34514,31610,34579,37284,57892,50807,58274,64833,206.56,145.19999999999999,212.71,274.88,103900,95054,103710,113060,226.4,107.45,213.18,357.2,11.664,10.239000000000001,11.526,13.347,12.923,11.518000000000001,13.068,14.372999999999999,2.4699,2.2538999999999998,2.4581,2.7012999999999998,256300,241200,255480,272300,0.15482000000000001,0.14268,0.15384999999999999,0.16819000000000001,7.5646000000000004,5.7385000000000002,7.4119999999999999,9.7030999999999992,59.643000000000001,33.021999999999998,65.483999999999995,78.397999999999996]
[15.666700000000001,0.19991,0.2,0.2,0.2,6.2180999999999997,4.7586000000000004,6.1185,7.8650000000000002,52836,42430,52300,64987,10.491,9.2466000000000008,10.347,11.895,100,100,100,100,22.007000000000001,21.048999999999999,22.068000000000001,22.853999999999999,0.39667000000000002,0.38749,0.4,0.4,58990,54118,58676,64309,0.87673000000000001,0.31068000000000001,0.83035000000000003,1.5552999999999999,28335,24923,27574,32292,13.725,6.9916,12.44,22.609000000000002,3.6545999999999998,3.3733,3.6575000000000002,3.9499,57.755000000000003,23.873999999999999,39.716999999999999,121.82,843.45,769.35,843.09,914.33,39.064,23.774999999999999,39.189,53.707000000000001,33746,30922,33820,36451,58738,51807,58963,65900,206.56,145.19999999999999,212.71,274.88,101720,93159,101420,110750,227.86,108.06,214.52,357.95,11.707000000000001,10.252000000000001,11.571999999999999,13.413,12.638,11.25,12.771000000000001,14.054,2.4390000000000001,2.2189000000000001,2.4258999999999999,2.6716000000000002,256990,241560,256900,273620,0.153,0.14088999999999999,0.15179999999999999,0.16625000000000001,7.5255000000000001,5.6811999999999996,7.3592000000000004,9.6972000000000005,59.41,33.021999999999998,65.188000000000002,78.372]
[15.75,0.19982,0.2,0.2,0.2,6.2180999999999997,4.7586000000000004,6.1185,7.8650000000000002,52842,42430,52300,64987,10.474,9.2164000000000001,10.359,11.884,100,100,100,100,21.771000000000001,20.725999999999999,21.792999999999999,22.771000000000001,0.39412000000000003,0.38202000000000003,0.39785999999999999,0.4,58921,54095,58617,64463,0.85577999999999999,0.31068000000000001,0.80806999999999995,1.5073000000000001,27655,24245,26890,31616,13.685,6.9452999999999996,12.317,22.585999999999999,3.5508999999999999,3.2648999999999999,3.5402999999999998,3.8422000000000001,57.753999999999998,23.873999999999999,39.716999999999999,121.82,815.43,744.12,814.86,884.68,39.064,23.774999999999999,39.189,53.707000000000001,32518,29846,32570,35201,58690,52160,58810,65651,206.56,145.19999999999999,212.71,274.88,98154,89999,98008,106820,226.47,107.28,213.61,353.4,11.569000000000001,10.085000000000001,11.445,13.28,12.173999999999999,10.865,12.303000000000001,13.566000000000001,2.3753000000000002,2.1587999999999998,2.3652000000000002,2.6069,253860,238390,253710,270240,0.14899999999999999,0.13677,0.14823,0.16233,7.3857999999999997,5.5406000000000004,7.2286000000000001,9.5566999999999993,58.518000000000001,33.021999999999998,64.025999999999996,76.772999999999996]
[15.833299999999999,0.19979,0.2,0.2,0.2,6.2180999999999997,4.7586000000000004,6.1185,7.8650000000000002,52845,42430,52300,64987,10.544,9.2779000000000007,10.452,11.98,100,100,100,100,21.687999999999999,20.553000000000001,21.713000000000001,22.792000000000002,0.39327000000000001,0.37969000000000003,0.39733000000000002,0.4,59261,54413,58929,64814,0.8427,0.31068000000000001,0.79959999999999998,1.4702999999999999,27252,23814,26506,31208,13.766,6.96,12.417999999999999,22.861999999999998,3.4838,3.2071000000000001,3.4777,3.7835000000000001,57.76,23.873999999999999,39.716999999999999,121.82,796.12,725.43,795.24,865.02,39.064,23.774999999999999,39.189,53.707000000000001,31678,28982,31719,34296,59155,52790,59208,66015,206.56,145.19999999999999,212.71,274.88,95756,87773,95662,104230,226.9,107.27,214.05,354.86,11.536,10.07,11.404999999999999,13.265000000000001,11.86,10.567,11.981,13.237,2.3334999999999999,2.1185,2.3252999999999999,2.5651000000000002,253220,237400,253170,269760,0.14655000000000001,0.13420000000000001,0.14568,0.15970000000000001,7.3140000000000001,5.4615999999999998,7.1252000000000004,9.4917999999999996,58.088999999999999,33.021999999999998,63.5,76.007999999999996]
[15.916700000000001,0.19972999999999999,0.2,0.2,0.2,6.2180999999999997,4.7586000000000004,6.1185,7.8650000000000002,52849,42430,52300,65004,10.58,9.2662999999999993,10.494999999999999,12.053000000000001,100,100,100,100,21.567,20.384,21.556999999999999,22.747,0.39211000000000001,0.37795000000000001,0.39565,0.4,59445,54716,59101,64963,0.82899999999999996,0.31068000000000001,0.78998999999999997,1.429,26821,23381,26146,30779,13.804,6.9352,12.377000000000001,22.902999999999999,3.4123999999999999,3.1335999999999999,3.4087999999999998,3.7056,57.762,23.873999999999999,39.716999999999999,121.82,776.01,707.27,775.44,846.01,39.064,23.774999999999999,39.189,53.707000000000001,30832,28193,30844,33464,59514,53325,59516,66174,206.56,145.19999999999999,212.71,274.88,93327,85305,93223,101820,226.84,107,214.16,354,11.474,9.9532000000000007,11.367000000000001,13.253,11.54,10.260999999999999,11.651,12.874000000000001,2.2896000000000001,2.0825999999999998,2.2793999999999999,2.5207999999999999,252250,236500,252160,269080,0.14401,0.13184000000000001,0.14305000000000001,0.15731000000000001,7.234,5.3764000000000003,7.0323000000000002,9.468,57.584000000000003,33.021999999999998,62.963000000000001,75.125]
[16,0.1996,0.19975000000000001,0.2,0.2,6.2180999999999997,4.7586000000000004,6.1185,7.8650000000000002,52851,42430,52300,65004,10.536,9.1933000000000007,10.433999999999999,12.05,100,100,100,100,21.414999999999999,20.146999999999998,21.395,22.704999999999998,0.39038,0.37408999999999998,0.39368999999999998,0.4,59259,54500,58857,64764,0.81223999999999996,0.31068000000000001,0.77858000000000005,1.3858999999999999,26391,22951,25703,30330,13.756,6.9058999999999999,12.321,22.812999999999999,3.3269000000000002,3.0384000000000002,3.3233999999999999,3.6217000000000001,57.759,23.873999999999999,39.716999999999999,121.82,752.63,682.95,751.42,822.04,39.064,23.774999999999999,39.189,53.707000000000001,30024,27340,29978,32659,59574,53550,59444,66155,206.56,145.19999999999999,212.71,274.88,90974,82829,90976,99513,225.77,106.13,213.58,351.88,11.333,9.7928999999999995,11.222,13.132,11.180999999999999,9.9018999999999995,11.282,12.506,2.2361,2.0259999999999998,2.2303000000000002,2.4655999999999998,250140,234030,250020,266900,0.14102999999999999,0.12886,0.1399,0.15482000000000001,7.1289999999999996,5.2798999999999996,6.8905000000000003,9.3940999999999999,56.854999999999997,33.021999999999998,61.91,73.744]
[16.083300000000001,0.19918,0.19756000000000001,0.2,0.2,6.2180999999999997,4.7586000000000004,6.1185,7.8650000000000002,52854,42430,52300,65004,10.522,9.1577000000000002,10.425000000000001,12.11,100,100,100,100,21.204000000000001,19.766999999999999,21.158000000000001,22.632000000000001,0.38655,0.36736000000000002,0.38989000000000001,0.4,59248,54311,58678,64972,0.79413,0.31068000000000001,0.76754,1.3385,25937,22555,25251,29992,13.776,6.9039000000000001,12.318,22.710999999999999,3.2501000000000002,2.9420999999999999,3.2450000000000001,3.5524,57.756,23.873999999999999,39.716999999999999,121.82,730.77,657.83,729.58,804.49,39.064,23.774999999999999,39.189,53.707000000000001,29118,26286,29053,31904,59937,53858,59787,66672,206.56,145.19999999999999,212.71,274.88,88465,79831,88537,97237,225.63,106.22,213.69,352.33,11.215,9.5973000000000006,11.099,13.08,10.849,9.4793000000000003,10.93,12.23,2.1876000000000002,1.9708000000000001,2.1736,2.4188999999999998,249180,231350,249230,268210,0.13832,0.12545000000000001,0.13686000000000001,0.15251999999999999,7.0484999999999998,5.1970999999999998,6.8048999999999999,9.3139000000000003,55.811999999999998,33.021999999999998,60.259,72.686999999999998]
[16.166699999999999,0.19896,0.19672000000000001,0.2,0.2,6.2180999999999997,4.7586000000000004,6.1185,7.8650000000000002,52854,42430,52300,65004,10.509,9.0980000000000008,10.391999999999999,12.11,100,100,100,100,21.021999999999998,19.550999999999998,20.963999999999999,22.524999999999999,0.38344,0.3639,0.38606000000000001,0.39853,59266,54272,58779,64963,0.77700000000000002,0.31068000000000001,0.75446999999999997,1.3049999999999999,25499,22130,24858,29534,13.787000000000001,6.85,12.381,22.704000000000001,3.1749999999999998,2.8734000000000002,3.1738,3.4740000000000002,57.762,23.873999999999999,39.716999999999999,121.82,709.42,636.94000000000005,707.2,780.47,39.064,23.774999999999999,39.189,53.707000000000001,28240,25562,28206,30862,60285,54507,60031,66795,206.56,145.19999999999999,212.71,274.88,86024,77622,86038,94431,225.47,104.98,213.4,354.08,11.101000000000001,9.4356000000000009,10.99,12.968,10.522,9.2050999999999998,10.609,11.827999999999999,2.1412,1.9278,2.1280999999999999,2.3691,248140,231050,248150,266150,0.13566,0.123,0.13439999999999999,0.14962,6.9707999999999997,5.1013999999999999,6.7153,9.2675000000000001,54.84,32.79,59.142000000000003,71.052000000000007]
[16.25,0.19885,0.19639999999999999,0.2,0.2,6.2180999999999997,4.7586000000000004,6.1185,7.8650000000000002,52854,42430,52300,65004,10.531000000000001,9.0981000000000005,10.407999999999999,12.164,100,100,100,100,20.928999999999998,19.462,20.855,22.474,0.38159999999999999,0.36115000000000003,0.38391999999999998,0.3977,59529,54582,59056,65403,0.76285000000000003,0.31068000000000001,0.74289000000000005,1.2729999999999999,25199,21784,24570,29300,13.837,6.8291000000000004,12.548999999999999,22.765999999999998,3.1135999999999999,2.8304999999999998,3.1124999999999998,3.4066999999999998,57.77,23.873999999999999,39.716999999999999,121.82,691.5,622.39,689.59,760.83,39.064,23.774999999999999,39.189,53.707000000000001,27494,24944,27522,30077,60833,55127,60568,67309,206.56,145.19999999999999,212.71,274.88,84000,76041,84199,92190,225.78,103.99,213.34,358.05,11.026999999999999,9.2939000000000007,10.932,12.944000000000001,10.239000000000001,8.9754000000000005,10.336,11.506,2.105,1.8996,2.0914999999999999,2.3298000000000001,247980,231030,247620,265710,0.13356000000000001,0.12085,0.13247,0.14751,6.9184000000000001,5.0336999999999996,6.6512000000000002,9.2735000000000003,54.046999999999997,32.631,57.933,69.650999999999996]
[16.333300000000001,0.19885,0.19624,0.2,0.2,6.2180999999999997,4.7586000000000004,6.1185,7.8650000000000002,52854,42430,52300,65004,10.574999999999999,9.0882000000000005,10.436,12.29,100,100,100,100,20.873000000000001,19.315000000000001,20.763000000000002,22.492000000000001,0.38025999999999999,0.35954999999999998,0.38196000000000002,0.39807999999999999,59923,54859,59400,66069,0.75,0.31068000000000001,0.73128000000000004,1.2404999999999999,24924,21466,24310,29088,13.894,6.8226000000000004,12.61,22.657,3.0596999999999999,2.7806000000000002,3.0575999999999999,3.3582999999999998,57.774999999999999,23.873999999999999,39.716999999999999,121.82,674.72,608.94000000000005,674.89,742.61,39.064,23.774999999999999,39.189,53.707000000000001,26774,24334,26780,29291,61416,55756,61113,67821,206.56,145.19999999999999,212.71,274.88,82040,74517,82250,89998,226.11,103.94,213.7,359.19,10.972,9.2004000000000001,10.881,12.893000000000001,9.9679000000000002,8.77,10.085000000000001,11.237,2.0745,1.8636999999999999,2.0630999999999999,2.2915000000000001,247920,231090,247660,265700,0.13163,0.11910999999999999,0.13100000000000001,0.14588999999999999,6.8704999999999998,4.9806999999999997,6.5926,9.2529000000000003,53.338000000000001,32.561999999999998,57.104999999999997,68.599999999999994]
[16.416699999999999,0.19872000000000001,0.19503999999999999,0.2,0.2,6.2180999999999997,4.7586000000000004,6.1185,7.8650000000000002,52854,42430,52300,65004,10.606999999999999,9.0620999999999992,10.493,12.291,100,100,100,100,20.736000000000001,19.126000000000001,20.643000000000001,22.466000000000001,0.37737999999999999,0.35519000000000001,0.37907000000000002,0.39667000000000002,60187,54851,59704,66346,0.73494000000000004,0.31068000000000001,0.71260999999999997,1.2125999999999999,24524,21078,23908,28721,13.901,6.8147000000000002,12.645,22.731999999999999,2.9965999999999999,2.7097000000000002,2.9980000000000002,3.2953999999999999,57.780999999999999,23.873999999999999,39.716999999999999,121.82,655.62,590.42999999999995,655.86,723.88,39.064,23.774999999999999,39.189,53.707000000000001,25939,23550,25974,28354,61698,55743,61409,67966,206.56,145.19999999999999,212.71,274.88,79701,72173,79866,87176,225.69,102.88,213.12,357.72,10.904999999999999,9.0724,10.823,12.843,9.6583000000000006,8.4770000000000003,9.75,10.898,2.0384000000000002,1.8311999999999999,2.0265,2.2642000000000002,246650,229860,246730,263800,0.12914999999999999,0.11645,0.12831000000000001,0.14333000000000001,6.7922000000000002,4.8772000000000002,6.5101000000000004,9.2111000000000001,52.499000000000002,32.570999999999998,55.822000000000003,67.64]
[16.5,0.19846,0.1933,0.2,0.2,6.2180999999999997,4.7586000000000004,6.1185,7.8650000000000002,52854,42430,52300,65004,10.66,9.1057000000000006,10.539,12.36,100,100,100,100,20.555,18.972000000000001,20.445,22.405999999999999,0.37380000000000002,0.35169,0.375,0.39439999999999997,60412,55160,59854,66768,0.72062999999999999,0.30986000000000002,0.69786000000000004,1.1826000000000001,24089,20673,23496,28309,13.933999999999999,6.8322000000000003,12.596,22.831,2.9344999999999999,2.6413000000000002,2.9283000000000001,3.2294999999999998,57.784999999999997,23.873999999999999,39.716999999999999,121.82,637.19000000000005,574.61,637.74,702.42,39.064,23.774999999999999,39.189,53.707000000000001,25120,22906,25130,27544,61854,55922,61654,68069,206.56,145.19999999999999,212.71,274.88,77370,70338,77655,84695,225.53,103.05,212.67,357.81,10.864000000000001,9.0066000000000006,10.743,12.866,9.3632000000000009,8.2452000000000005,9.4437999999999995,10.547000000000001,2.0011000000000001,1.7909999999999999,1.9904999999999999,2.2262,245130,228120,245580,262270,0.12662999999999999,0.11418,0.12605,0.14093,6.7081,4.7969999999999997,6.4523999999999999,9.1748999999999992,51.71,32.366999999999997,54.823,66.525999999999996]
[16.583300000000001,0.19853999999999999,0.19414000000000001,0.2,0.2,6.2180999999999997,4.7586000000000004,6.1185,7.8650000000000002,52854,42430,52300,65004,10.842000000000001,9.2378,10.702999999999999,12.614000000000001,100,100,100,100,20.608000000000001,19.004999999999999,20.494,22.545000000000002,0.37453999999999998,0.35166999999999998,0.37612000000000001,0.39723999999999998,61309,55808,60938,67757,0.71528999999999998,0.31008999999999998,0.69355,1.1677999999999999,23965,20539,23410,28316,14.141,7.0031999999999996,12.772,23.175000000000001,2.9114,2.6181999999999999,2.9011999999999998,3.2081,57.792000000000002,23.873999999999999,39.716999999999999,121.82,627.99,564.01,628.35,691.4,39.064,23.774999999999999,39.189,53.707000000000001,24669,22432,24662,27011,62762,56944,62582,68843,206.56,145.19999999999999,212.71,274.88,76150,69364,76346,83442,227.76,104.17,214.26,359.1,10.962999999999999,9.0759000000000007,10.833,13.029,9.2088000000000001,8.0988000000000007,9.2813999999999997,10.382,1.9885999999999999,1.7734000000000001,1.9775,2.2195,246770,230140,247320,264640,0.12578,0.11282,0.12526999999999999,0.13958999999999999,6.7080000000000002,4.7686000000000002,6.44,9.2218,51.548000000000002,32.625999999999998,54.500999999999998,65.896000000000001]
[16.666699999999999,0.19858999999999999,0.19495999999999999,0.2,0.2,6.2180999999999997,4.7586000000000004,6.1185,7.8650000000000002,52854,42430,52300,65004,11,9.3820999999999994,10.858000000000001,12.768000000000001,100,100,100,100,20.625,18.943999999999999,20.492999999999999,22.648,0.37451000000000001,0.34982000000000002,0.37590000000000001,0.39866000000000001,62126,56309,61696,68855,0.70848999999999995,0.31068000000000001,0.68755999999999995,1.1466000000000001,23783,20342,23169,28285,14.304,7.0812999999999997,12.847,23.376999999999999,2.8822999999999999,2.5878000000000001,2.8721999999999999,3.1736,57.793999999999997,23.873999999999999,39.716999999999999,121.82,617.86,555.65,616.41999999999996,681.51,39.064,23.774999999999999,39.189,53.707000000000001,24159,22008,24159,26464,63493,57496,63391,69732,206.56,145.19999999999999,212.71,274.88,74742,68107,74923,81631,229.26,105.04,215.49,363.92,11.039,9.1115999999999993,10.885999999999999,13.147,9.0310000000000006,7.9676999999999998,9.0950000000000006,10.17,1.9738,1.7592000000000001,1.9598,2.2067000000000001,247720,230260,248060,266300,0.12463,0.11166,0.12404,0.13833999999999999,6.6921999999999997,4.7294,6.4333999999999998,9.1818000000000008,51.259,32.566000000000003,54.04,65.378]
[16.75,0.19822000000000001,0.1925,0.2,0.2,6.2180999999999997,4.7586000000000004,6.1185,7.8650000000000002,52854,42430,52300,65004,10.984,9.3011999999999997,10.849,12.785,100,100,100,100,20.381,18.675999999999998,20.238,22.434999999999999,0.36958000000000002,0.34400999999999998,0.37065999999999999,0.39496999999999999,62034,56163,61468,69041,0.69235999999999998,0.31068000000000001,0.67032000000000003,1.1029,23299,19881,22675,27763,14.256,7.0004999999999997,12.859,23.152999999999999,2.8121999999999998,2.5183,2.8010999999999999,3.1065999999999998,57.793999999999997,23.873999999999999,39.716999999999999,121.82,599.35,537.17999999999995,599.49,661.3,39.064,23.774999999999999,39.189,53.707000000000001,23320,21213,23318,25524,63272,57383,63196,69421,206.56,145.19999999999999,212.71,274.88,72337,65835,72448,79071,228.01,104.22,213.83,365.85,10.944000000000001,8.9657,10.805,13.028,8.7247000000000003,7.7087000000000003,8.7904,9.8224,1.9326000000000001,1.7179,1.9180999999999999,2.1644000000000001,245020,227780,244850,263210,0.12171999999999999,0.10849,0.12131,0.13596,6.5850999999999997,4.6296999999999997,6.3258000000000001,9.0653000000000006,50.3,32.375,52.845999999999997,64.100999999999999]
[16.833300000000001,0.19807,0.19175,0.2,0.2,6.2180999999999997,4.7586000000000004,6.1185,7.8650000000000002,52854,42430,52300,65004,11.06,9.3629999999999995,10.933,12.901,100,100,100,100,20.280999999999999,18.548999999999999,20.123000000000001,22.457000000000001,0.36760999999999999,0.34054000000000001,0.36870999999999998,0.39356999999999998,62380,56305,61790,69615,0.68274999999999997,0.31028,0.66054000000000002,1.0795999999999999,23030,19626,22454,27551,14.335000000000001,7.0776000000000003,12.943,23.401,2.7694999999999999,2.4811000000000001,2.7559,3.0632999999999999,57.793999999999997,23.873999999999999,39.716999999999999,121.82,586.72,525.84,584.77,651.62,39.064,23.774999999999999,39.189,53.707000000000001,22748,20643,22768,24955,63613,57714,63463,69886,206.56,145.19999999999999,212.71,274.88,70738,64286,70740,77404,228.49,103.19,214.26,368.37,10.948,8.9433000000000007,10.798999999999999,13.105,8.5218000000000007,7.5326000000000004,8.5665999999999993,9.6577000000000002,1.9073,1.694,1.8891,2.1371000000000002,244660,226530,244480,263190,0.12003,0.10673000000000001,0.11971,0.13419,6.5365000000000002,4.5686,6.2710999999999997,9.0295000000000005,49.798000000000002,32.244,52.064999999999998,63.247]
[16.916699999999999,0.19786999999999999,0.19089999999999999,0.2,0.2,6.2180999999999997,4.7586000000000004,6.1185,7.8650000000000002,52854,42430,52300,65004,11.1,9.3353999999999999,10.997999999999999,12.972,100,100,100,100,20.152999999999999,18.405000000000001,19.984999999999999,22.387,0.36524000000000001,0.33790999999999999,0.36635000000000001,0.39156999999999997,62571,56536,61965,69948,0.67222000000000004,0.30943999999999999,0.64932999999999996,1.0484,22737,19338,22126,27297,14.367000000000001,7.0784000000000002,12.919,23.428000000000001,2.7223999999999999,2.4333999999999998,2.7065999999999999,3.0177,57.793999999999997,23.873999999999999,39.716999999999999,121.82,573.25,513.9,570.46,638.24,39.064,23.774999999999999,39.189,53.707000000000001,22168,20108,22223,24289,63866,57959,63682,70178,206.56,145.19999999999999,212.71,274.88,69115,62882,69171,75694,228.51,104,215.89,367.92,10.922000000000001,8.8680000000000003,10.803000000000001,13.090999999999999,8.3114000000000008,7.3444000000000003,8.3445999999999998,9.4361999999999995,1.8791,1.6700999999999999,1.8620000000000001,2.1052,243990,225520,244050,262810,0.11822000000000001,0.10496999999999999,0.11795,0.13235,6.4805999999999999,4.5266000000000002,6.2066999999999997,8.9887999999999995,49.216000000000001,32.186,51.390999999999998,62.244]
[17,0.19746,0.18904000000000001,0.2,0.2,6.2180999999999997,4.7586000000000004,6.1185,7.8650000000000002,52854,42430,52300,65004,11.055,9.2495999999999992,10.952999999999999,12.942,100,100,100,100,19.934000000000001,18.151,19.721,22.26,0.36126000000000003,0.33265,0.36185,0.38888,62350,56202,61784,69832,0.65852999999999995,0.30943999999999999,0.63356999999999997,1.0219,22345,18943,21675,26893,14.311,7.0162000000000004,12.914,23.533000000000001,2.6610999999999998,2.3689,2.6440000000000001,2.9537,57.793999999999997,23.873999999999999,39.716999999999999,121.82,556.83000000000004,497.24,553.65,621.14,39.064,23.774999999999999,39.189,53.707000000000001,21504,19438,21515,23619,63801,57829,63580,70173,206.56,145.19999999999999,212.71,274.88,67234,61147,67193,73691,227.51,103.25,214.32,366.79,10.815,8.7243999999999993,10.702999999999999,12.984,8.0655000000000001,7.1218000000000004,8.0929000000000002,9.1392000000000007,1.8414999999999999,1.6366000000000001,1.8227,2.0653999999999999,242160,223030,241990,261820,0.11591,0.10259,0.11568000000000001,0.13017999999999999,6.3973000000000004,4.4335000000000004,6.0900999999999996,8.9414999999999996,48.39,31.850999999999999,50.118000000000002,61.161000000000001]
[17.083300000000001,0.19744,0.18901000000000001,0.2,0.2,6.2180999999999997,4.7586000000000004,6.1185,7.8650000000000002,52854,42430,52300,65004,11.035,9.2157999999999998,10.894,12.909000000000001,100,100,100,100,19.916,18.007999999999999,19.724,22.288,0.36193999999999998,0.33217000000000002,0.36215999999999998,0.39077000000000001,62280,55958,61675,69913,0.65351000000000004,0.30943999999999999,0.62831000000000004,1.0114000000000001,22261,18793,21708,26747,14.284000000000001,6.9686000000000003,12.916,23.513000000000002,2.6202000000000001,2.3206000000000002,2.6042000000000001,2.9243999999999999,57.793999999999997,23.873999999999999,39.716999999999999,121.82,546.1,483.55,542.01,611.73,39.064,23.774999999999999,39.189,53.707000000000001,21277,19179,21292,23508,63920,57566,63808,70336,206.56,145.19999999999999,212.71,274.88,66557,60263,66559,73007,226.95,101.97,213.86,363.32,10.755000000000001,8.6270000000000007,10.612,12.917,7.9131,6.9421999999999997,7.9310999999999998,9.0002999999999993,1.8174999999999999,1.6080000000000001,1.7997000000000001,2.0493999999999999,241420,221940,241430,261080,0.11457000000000001,0.10073,0.11403000000000001,0.12897,6.3513999999999999,4.3956,6.0701999999999998,8.8341999999999992,48.347999999999999,31.768999999999998,50.015000000000001,60.978999999999999]
[17.166699999999999,0.19757,0.18937999999999999,0.2,0.2,6.2180999999999997,4.7586000000000004,6.1185,7.8650000000000002,52854,42430,52300,65004,11.039,9.1896000000000004,10.875999999999999,12.923999999999999,100,100,100,100,19.925999999999998,18.021999999999998,19.742000000000001,22.321000000000002,0.36310999999999999,0.33226,0.36379,0.39326,62349,55937,61901,70039,0.64931000000000005,0.31068000000000001,0.62512999999999996,0.99634,22213,18711,21639,26774,14.288,6.9421999999999997,12.895,23.456,2.5855999999999999,2.2898000000000001,2.5712000000000002,2.8852000000000002,57.792999999999999,23.873999999999999,39.716999999999999,121.82,536.70000000000005,475.14,532.44000000000005,601.38,39.064,23.774999999999999,39.189,53.707000000000001,21080,19023,21159,23258,64198,57951,64085,70614,206.56,145.19999999999999,212.71,274.88,65993,59683,66045,72340,226.96,101.65,213.65,362.3,10.718999999999999,8.5683000000000007,10.57,12.954000000000001,7.7801999999999998,6.8531000000000004,7.8005000000000004,8.8384999999999998,1.7978000000000001,1.5923,1.7821,2.0232000000000001,241280,221600,241080,260650,0.11353000000000001,9.9565000000000001E-2,0.11294999999999999,0.12776999999999999,6.3192000000000004,4.3653000000000004,6.0103999999999997,8.8263999999999996,48.332000000000001,31.887,49.868000000000002,61.176000000000002]
[17.25,0.19781000000000001,0.19217999999999999,0.2,0.2,6.2180999999999997,4.7586000000000004,6.1185,7.8650000000000002,52854,42430,52300,65004,11.087999999999999,9.2309000000000001,10.933999999999999,13.005000000000001,100,100,100,100,20.015999999999998,18.045999999999999,19.797000000000001,22.44,0.36548000000000003,0.33390999999999998,0.36707000000000001,0.39684999999999998,62717,56411,62307,70613,0.64741000000000004,0.31068000000000001,0.62573999999999996,0.99180999999999997,22283,18773,21664,26735,14.340999999999999,6.9286000000000003,12.923999999999999,23.437000000000001,2.5632000000000001,2.2612000000000001,2.5518000000000001,2.8635000000000002,57.79,23.873999999999999,39.716999999999999,121.82,530.05999999999995,469.05,527.01,593.6,39.064,23.774999999999999,39.189,53.707000000000001,20976,18889,21032,23164,64740,58578,64622,71264,206.56,145.19999999999999,212.71,274.88,65757,59327,65897,72137,227.58,102.23,213.39,364.56,10.728,8.5815000000000001,10.602,13.026999999999999,7.6806000000000001,6.7685000000000004,7.6844000000000001,8.7021999999999995,1.7869999999999999,1.5813999999999999,1.7679,2.0146999999999999,242130,222100,241690,261880,0.11298,9.8886000000000002E-2,0.11230999999999999,0.12716,6.3122999999999996,4.3602999999999996,6.0006000000000004,8.8556000000000008,48.454999999999998,32.225999999999999,49.951000000000001,61.295999999999999]
[17.333300000000001,0.19807,0.19383,0.2,0.2,6.2180999999999997,4.7586000000000004,6.1185,7.8650000000000002,52854,42430,52300,65004,11.164,9.2576999999999998,11,13.138999999999999,100,100,100,100,20.143999999999998,18.138000000000002,19.940000000000001,22.545000000000002,0.36828,0.33607999999999999,0.37090000000000001,0.4,63232,56850,62587,71316,0.64675000000000005,0.31068000000000001,0.62795999999999996,0.98234999999999995,22376,18779,21765,26756,14.403,6.9668999999999999,12.917,23.475000000000001,2.5474000000000001,2.2429000000000001,2.5354000000000001,2.8534000000000002,57.787999999999997,23.873999999999999,39.716999999999999,121.82,524.51,464.79,521.29999999999995,587.76,39.064,23.774999999999999,39.189,53.707000000000001,20887,18814,20904,23125,65328,59092,65249,72184,206.56,145.19999999999999,212.71,274.88,65547,59076,65748,71848,228.28,102.9,214.14,368.75,10.76,8.6219000000000001,10.63,13.12,7.5914000000000001,6.6437999999999997,7.6150000000000002,8.6096000000000004,1.7818000000000001,1.5737000000000001,1.7625,2.0093000000000001,243140,223620,242660,263130,0.11259,9.8820000000000005E-2,0.11194,0.12687999999999999,6.3109000000000002,4.3456999999999999,5.9793000000000003,8.8549000000000007,48.639000000000003,32.267000000000003,49.96,62.040999999999997]
[17.416699999999999,0.19824,0.19531999999999999,0.2,0.2,6.2180999999999997,4.7586000000000004,6.1185,7.8650000000000002,52854,42430,52300,65004,11.224,9.2689000000000004,11.045,13.188000000000001,100,100,100,100,20.187000000000001,18.170000000000002,20.015000000000001,22.588999999999999,0.36936000000000002,0.33644000000000002,0.37231999999999998,0.4,63598,57210,62712,71513,0.64402000000000004,0.31068000000000001,0.62583,0.97519,22354,18788,21784,26693,14.42,6.9837999999999996,13.007,23.454999999999998,2.5246,2.2208000000000001,2.5154000000000001,2.8172999999999999,57.783999999999999,23.873999999999999,39.716999999999999,121.82,517.23,456.87,514.27,579.32000000000005,39.064,23.774999999999999,39.189,53.707000000000001,20698,18489,20709,22960,65587,59395,65380,72133,206.56,145.19999999999999,212.71,274.88,65011,58405,65036,71190,228.26,102.41,213.8,370.59,10.776999999999999,8.5824999999999996,10.61,13.131,7.4734999999999996,6.5353000000000003,7.4950000000000001,8.4755000000000003,1.7722,1.5650999999999999,1.7507999999999999,1.9966999999999999,242910,223860,242220,262830,0.11176999999999999,9.7990999999999995E-2,0.11119999999999999,0.12625,6.28,4.3417000000000003,5.9607999999999999,8.8559000000000001,48.69,32.347000000000001,49.886000000000003,62.246000000000002]
[17.5,0.19825999999999999,0.19542999999999999,0.2,0.2,6.2180999999999997,4.7586000000000004,6.1185,7.8650000000000002,52854,42430,52300,65004,11.29,9.3140999999999998,11.085000000000001,13.282999999999999,100,100,100,100,20.167000000000002,18.085000000000001,20.027000000000001,22.658999999999999,0.36948999999999999,0.33596999999999999,0.37236000000000002,0.4,63864,57165,62981,71836,0.64119999999999999,0.31068000000000001,0.62495999999999996,0.96848000000000001,22270,18651,21704,26559,14.45,7.0145999999999997,13.1,23.472999999999999,2.5009000000000001,2.1993,2.4906000000000001,2.8069000000000002,57.781999999999996,23.873999999999999,39.716999999999999,121.82,510.01,449.25,507.1,573.20000000000005,39.064,23.774999999999999,39.189,53.707000000000001,20495,18297,20499,22757,65668,59449,65372,72406,206.56,145.19999999999999,212.71,274.88,64396,57510,64490,71011,228.33,103.48,214.26,369.27,10.803000000000001,8.5893999999999995,10.602,13.122999999999999,7.3620000000000001,6.4112,7.3895999999999997,8.3612000000000002,1.7601,1.5489999999999999,1.7446999999999999,1.9911000000000001,242230,223470,241710,261790,0.11074000000000001,9.7188999999999998E-2,0.10978,0.12515999999999999,6.2390999999999996,4.3163999999999998,5.9081000000000001,8.7485999999999997,48.718000000000004,32.320999999999998,49.738999999999997,62.042000000000002]
[17.583300000000001,0.19847999999999999,0.1988,0.2,0.2,6.2180999999999997,4.7586000000000004,6.1185,7.8650000000000002,52854,42430,52300,65004,11.481,9.4571000000000005,11.301,13.518000000000001,100,100,100,100,20.349,18.190000000000001,20.239999999999998,22.786999999999999,0.37287999999999999,0.33989000000000003,0.37705,0.4,64796,58000,63912,73045,0.64483000000000001,0.31068000000000001,0.62977000000000005,0.97008000000000005,22436,18732,21903,26806,14.647,7.1829000000000001,13.288,24.004999999999999,2.5068000000000001,2.2067000000000001,2.4952000000000001,2.8077000000000001,57.783000000000001,23.873999999999999,39.716999999999999,121.82,509.35,448.05,506.9,573.38,39.064,23.774999999999999,39.189,53.707000000000001,20555,18310,20527,22833,66499,60128,66290,73123,206.56,145.19999999999999,212.71,274.88,64587,57822,64642,71413,230.57,104.09,216.16,370.64,10.954000000000001,8.6948000000000008,10.753,13.34,7.3498000000000001,6.3703000000000003,7.3811999999999998,8.3497000000000003,1.7668999999999999,1.5507,1.7524,2.0023,244450,225000,244040,264650,0.11101,9.7642000000000007E-2,0.11042,0.12576000000000001,6.2708000000000004,4.3281000000000001,5.9641999999999999,8.8303999999999991,49.218000000000004,32.625,50.118000000000002,62.869]
[17.666699999999999,0.19864999999999999,0.2,0.2,0.2,6.2180999999999997,4.7586000000000004,6.1185,7.8650000000000002,52854,42430,52300,65004,11.657999999999999,9.5891999999999999,11.481999999999999,13.723000000000001,100,100,100,100,20.492999999999999,18.343,20.457000000000001,22.789000000000001,0.37546000000000002,0.34194999999999998,0.38138,0.4,65696,58658,64672,74022,0.64734000000000003,0.31068000000000001,0.63409000000000004,0.97675000000000001,22558,18793,22041,27052,14.807,7.2782999999999998,13.54,24.324999999999999,2.5085000000000002,2.2105999999999999,2.4969999999999999,2.8089,57.783000000000001,23.873999999999999,39.716999999999999,121.82,508.31,446.39,504.93,572.34,39.064,23.774999999999999,39.189,53.707000000000001,20563,18249,20498,23113,67210,60701,66878,74090,206.56,145.19999999999999,212.71,274.88,64633,57661,64707,71709,232.34,105.39,217.79,374.21,11.095000000000001,8.8034999999999997,10.855,13.522,7.3219000000000003,6.3022999999999998,7.3419999999999996,8.3252000000000006,1.7727999999999999,1.5530999999999999,1.7579,2.0165999999999999,246190,226960,245820,266610,0.11111,9.7386E-2,0.11055,0.12581000000000001,6.2901999999999996,4.3377999999999997,5.9866999999999999,8.8949999999999996,49.628,32.694000000000003,50.524999999999999,63.715000000000003]
[17.75,0.19858000000000001,0.19939999999999999,0.2,0.2,6.2180999999999997,4.7586000000000004,6.1185,7.8650000000000002,52854,42430,52300,65004,11.663,9.5545000000000009,11.502000000000001,13.753,100,100,100,100,20.402000000000001,18.231999999999999,20.370999999999999,22.678000000000001,0.37408000000000002,0.33935999999999999,0.37959999999999999,0.4,65688,58403,64731,74193,0.64202999999999999,0.31068000000000001,0.63034000000000001,0.97028000000000003,22400,18604,21837,26949,14.766,7.3003,13.526999999999999,24.356999999999999,2.4763000000000002,2.1791999999999998,2.4649000000000001,2.7743000000000002,57.779000000000003,23.873999999999999,39.716999999999999,121.82,500.56,438.97,496.33,563.51,39.064,23.774999999999999,39.189,53.707000000000001,20294,17890,20219,22958,66964,60358,66584,73752,206.56,145.19999999999999,212.71,274.88,63831,56786,63735,70923,231.49,106.48,217.27,372.94,11.073,8.7736000000000001,10.837,13.49,7.1909999999999998,6.2077,7.1771000000000003,8.2050000000000001,1.7557,1.5327,1.7414000000000001,1.9957,244450,225130,243150,265670,0.10970000000000001,9.6036999999999997E-2,0.10908,0.12451,6.2275,4.2797000000000001,5.91,8.8495000000000008,49.438000000000002,32.536999999999999,50.134999999999998,63.734999999999999]
[17.833300000000001,0.19861000000000001,0.19941999999999999,0.2,0.2,6.2180999999999997,4.7586000000000004,6.1185,7.8650000000000002,52854,42430,52300,65004,11.752000000000001,9.6730999999999998,11.595000000000001,13.898999999999999,100,100,100,100,20.437000000000001,18.209,20.399000000000001,22.72,0.37484000000000001,0.33925,0.38094,0.4,66087,58504,65003,74535,0.64127000000000001,0.31068000000000001,0.62895999999999996,0.96702999999999995,22413,18583,21829,26967,14.843999999999999,7.3177000000000003,13.662000000000001,24.533999999999999,2.4634,2.1638000000000002,2.4502000000000002,2.7585999999999999,57.779000000000003,23.873999999999999,39.716999999999999,121.82,496.64,435.36,493.67,559.91,39.064,23.774999999999999,39.189,53.707000000000001,20213,17784,20141,22850,67286,60550,66957,74141,206.56,145.19999999999999,212.71,274.88,63599,56507,63418,70739,232.24,106.47,218.35,372.31,11.132999999999999,8.8411000000000008,10.917,13.519,7.13,6.1414999999999997,7.1201999999999996,8.1486000000000001,1.7498,1.5234000000000001,1.7350000000000001,1.9948999999999999,244840,225340,243740,265890,0.10920000000000001,9.5314999999999997E-2,0.10822,0.12439,6.2148000000000003,4.2595999999999998,5.8948999999999998,8.8216000000000001,49.575000000000003,32.610999999999997,50.396999999999998,63.814]
[17.916699999999999,0.19861999999999999,0.19996,0.2,0.2,6.2180999999999997,4.7586000000000004,6.1185,7.8650000000000002,52854,42430,52300,65004,11.801,9.6654999999999998,11.68,13.923,100,100,100,100,20.436,18.192,20.381,22.77,0.37520999999999999,0.33927000000000002,0.38238,0.4,66302,58806,65242,74759,0.63919999999999999,0.31068000000000001,0.62944999999999995,0.96328999999999998,22386,18500,21753,26954,14.872999999999999,7.3244999999999996,13.721,24.582999999999998,2.4445999999999999,2.1415999999999999,2.4327999999999999,2.7444000000000002,57.777999999999999,23.873999999999999,39.716999999999999,121.82,491.43,429.42,489,555.15,39.064,23.774999999999999,39.189,53.707000000000001,20099,17671,20004,22826,67500,60906,67104,74461,206.56,145.19999999999999,212.71,274.88,63272,56145,63295,70575,232.45,106.53,218.64,371.83,11.157,8.8233999999999995,10.946,13.571,7.0541,6.0340999999999996,7.0331000000000001,8.0850000000000009,1.7399,1.5122,1.7262,1.9895,244840,224760,243610,266200,0.10853,9.4562999999999994E-2,0.10771,0.12363,6.1925999999999997,4.2225000000000001,5.8925999999999998,8.7942999999999998,49.597999999999999,32.619999999999997,50.360999999999997,64.11]
[18,0.19850999999999999,0.19938,0.2,0.2,6.2180999999999997,4.7586000000000004,6.1185,7.8650000000000002,52854,42430,52300,65004,11.763,9.6273,11.643000000000001,13.962999999999999,100,100,100,100,20.398,18.140999999999998,20.395,22.734999999999999,0.37358000000000002,0.33706999999999998,0.38094,0.4,66092,58488,65039,74511,0.63380000000000003,0.31068000000000001,0.62338000000000005,0.95413000000000003,22318,18421,21652,26919,14.815,7.2840999999999996,13.625999999999999,24.437000000000001,2.4104999999999999,2.1023999999999998,2.3967999999999998,2.7101000000000002,57.774000000000001,23.873999999999999,39.716999999999999,121.82,483.3,420.73,480.01,546.21,39.064,23.774999999999999,39.189,53.707000000000001,19979,17444,19893,22781,67407,60646,67019,74612,206.56,145.19999999999999,212.71,274.88,63018,55811,62960,70717,231.66,105.25,218.13,372.12,11.099,8.7451000000000008,10.874000000000001,13.532,6.9417,5.9042000000000003,6.9322999999999997,7.9516999999999998,1.7202999999999999,1.4883,1.7041999999999999,1.9686999999999999,243700,223520,242690,265520,0.10722,9.3212000000000003E-2,0.10629,0.12241,6.1418999999999997,4.1772,5.8461999999999996,8.7362000000000002,49.375999999999998,32.619,50.094999999999999,63.957000000000001]
[18.083300000000001,0.19893,0.2,0.2,0.2,6.2180999999999997,4.7586000000000004,6.1185,7.8650000000000002,52854,42430,52300,65004,12.009,9.7492000000000001,11.906000000000001,14.311999999999999,100,100,100,100,20.928999999999998,18.591000000000001,21.07,23.079000000000001,0.38022,0.34459000000000001,0.39056999999999997,0.4,67478,59589,66582,76496,0.64656000000000002,0.31068000000000001,0.63541000000000003,0.96840000000000004,23098,19031,22460,27971,15.083,7.4409000000000001,13.856,24.747,2.4460000000000002,2.137,2.4312999999999998,2.7637999999999998,57.774999999999999,23.873999999999999,39.716999999999999,121.82,490.77,427.29,486.72,558.49,39.064,23.774999999999999,39.189,53.707000000000001,20794,17863,20749,23987,68992,61778,68643,76593,206.56,145.19999999999999,212.71,274.88,65629,57573,65387,74553,235.09,106.59,221.72,381.32,11.329000000000001,8.8986000000000001,11.065,13.853,7.0637999999999996,6.0210999999999997,7.0449999999999999,8.1661000000000001,1.7507999999999999,1.5063,1.7319,2.0133000000000001,248990,226610,248170,272170,0.10909000000000001,9.4969999999999999E-2,0.10800999999999999,0.12452000000000001,6.2510000000000003,4.2679,5.9535,9.0310000000000006,50.584000000000003,33.021999999999998,51.667999999999999,66.004000000000005]
[18.166699999999999,0.19911000000000001,0.2,0.2,0.2,6.2180999999999997,4.7586000000000004,6.1185,7.8650000000000002,52854,42430,52300,65004,12.051,9.8148999999999997,11.971,14.337999999999999,100,100,100,100,21.004999999999999,18.715,21.196000000000002,22.946000000000002,0.38052000000000002,0.34439999999999998,0.39255000000000001,0.4,66389,58631,65531,75121,0.65105999999999997,0.31068000000000001,0.64041999999999999,0.97002999999999995,23378,19183,22590,28359,15.204000000000001,7.5052000000000003,13.984,25.023,2.4496000000000002,2.1421000000000001,2.4342999999999999,2.7574999999999998,57.777000000000001,23.873999999999999,39.716999999999999,121.82,491.62,428.62,487.67,558.49,39.064,23.774999999999999,39.189,53.707000000000001,21272,18132,21151,24596,67461,60475,67089,74956,206.56,145.19999999999999,212.71,274.88,66772,58116,66332,76396,237.27,107.93,223.78,383.99,11.291,8.8604000000000003,11.057,13.795,7.1388999999999996,6.0732999999999997,7.1181999999999999,8.2211999999999996,1.7554000000000001,1.514,1.7363999999999999,2.0175000000000001,246930,225090,246190,269210,0.10894,9.4939999999999997E-2,0.10786999999999999,0.12447,6.3139000000000003,4.2957000000000001,6.0156000000000001,9.1394000000000002,51.18,33.021999999999998,52.151000000000003,66.796000000000006]
[18.25,0.19932,0.2,0.2,0.2,6.2180999999999997,4.7586000000000004,6.1185,7.8650000000000002,52854,42430,52300,65004,12.193,9.9567999999999994,12.122999999999999,14.432,100,100,100,100,21.245000000000001,18.975999999999999,21.51,23.103999999999999,0.38257000000000002,0.34778999999999999,0.39801999999999998,0.4,65928,58172,65084,74664,0.65864,0.31068000000000001,0.65086999999999995,0.97848999999999997,23868,19527,23065,28960,15.414999999999999,7.5777999999999999,14.098000000000001,25.376999999999999,2.4645999999999999,2.1528,2.4504000000000001,2.7682000000000002,57.780999999999999,23.873999999999999,39.716999999999999,121.82,496.24,432.59,491.9,562.01,39.064,23.774999999999999,39.189,53.707000000000001,21911,18525,21827,25449,66604,59709,66205,73945,206.56,145.19999999999999,212.71,274.88,68487,59401,67914,78641,240.43,109.57,226.55,389,11.343999999999999,8.9229000000000003,11.11,13.855,7.2464000000000004,6.1756000000000002,7.2304000000000004,8.3274000000000008,1.7694000000000001,1.5266999999999999,1.7487999999999999,2.0297999999999998,246990,225710,246140,268230,0.10953,9.5149999999999998E-2,0.10853,0.12540000000000001,6.4061000000000003,4.3506999999999998,6.1028000000000002,9.3526000000000007,51.99,33.021999999999998,52.981000000000002,68.054000000000002]
[18.333300000000001,0.19954,0.2,0.2,0.2,6.2180999999999997,4.7586000000000004,6.1185,7.8650000000000002,52846,42430,52300,65004,12.413,10.164999999999999,12.316000000000001,14.64,99.980999999999995,100,100,100,21.532,19.257999999999999,21.923999999999999,23.193999999999999,0.38541999999999998,0.35328999999999999,0.4,0.4,65818,58108,64947,74315,0.66929000000000005,0.31068000000000001,0.66454999999999997,0.99719999999999998,24489,19899,23617,29827,15.698,7.6901999999999999,14.311999999999999,26.077999999999999,2.4954000000000001,2.1819999999999999,2.4847000000000001,2.8033000000000001,57.783000000000001,23.873999999999999,39.716999999999999,121.82,503.54,438.67,499.69,570.04,39.064,23.774999999999999,39.189,53.707000000000001,22683,19001,22675,26460,66085,59420,65710,73277,206.56,145.19999999999999,212.71,274.88,70569,60692,69882,81979,244.31,112.08,231.78,392.04,11.456,9.0436999999999994,11.268000000000001,14.021000000000001,7.3962000000000003,6.2815000000000003,7.3814000000000002,8.4588999999999999,1.7944,1.5418000000000001,1.7750999999999999,2.0615000000000001,248290,227760,247400,269700,0.11074000000000001,9.6064999999999998E-2,0.10997999999999999,0.12676999999999999,6.5255999999999998,4.4226999999999999,6.2431999999999999,9.5891999999999999,52.984999999999999,33.021999999999998,54.213999999999999,69.387]
[18.416699999999999,0.19964000000000001,0.2,0.2,0.2,6.2180999999999997,4.7586000000000004,6.1185,7.8650000000000002,52809,42430,52212,64987,12.544,10.375,12.411,14.877000000000001,99.861000000000004,99.409000000000006,100,100,21.672999999999998,19.423999999999999,22.151,23.195,0.38671,0.35937000000000002,0.4,0.4,65213,57868,64363,73852,0.67559999999999998,0.31068000000000001,0.67915000000000003,1.0065,24905,20252,24026,30325,15.867000000000001,7.7523,14.54,26.21,2.5057,2.1888000000000001,2.4984000000000002,2.8056999999999999,57.787999999999997,23.873999999999999,39.716999999999999,121.82,506.49,441.45,504.4,572.29999999999995,39.064,23.774999999999999,39.189,53.707000000000001,23264,19391,23272,27127,65095,58605,64736,72129,206.56,145.19999999999999,212.71,274.88,72082,61032,71454,84105,246.68,113.25,233.78,396.64,11.474,9.0672999999999995,11.311,14.055999999999999,7.4874999999999998,6.3452999999999999,7.5015999999999998,8.6106999999999996,1.8047,1.5597000000000001,1.7825,2.0709,247640,226590,247570,270030,0.11108,9.6365999999999993E-2,0.11013000000000001,0.12808,6.5941999999999998,4.4766000000000004,6.3299000000000003,9.7246000000000006,53.637,33.021999999999998,55.234999999999999,70.524000000000001]
[18.5,0.19966999999999999,0.2,0.2,0.2,6.2180999999999997,4.7586000000000004,6.1185,7.8650000000000002,52733,42430,52132,64910,12.574999999999999,10.451000000000001,12.438000000000001,14.708,99.694000000000003,98.86,100,100,21.712,19.390999999999998,22.143999999999998,23.224,0.38649,0.35743000000000003,0.39821000000000001,0.4,64321,56988,63578,72506,0.67564999999999997,0.31068000000000001,0.67744000000000004,0.99190999999999996,25053,20243,24175,30695,15.884,7.7835000000000001,14.494999999999999,26.388000000000002,2.4891999999999999,2.1819999999999999,2.4845000000000002,2.7902,57.786999999999999,23.873999999999999,39.716999999999999,121.82,503.85,439.15,502.31,568.39,39.064,23.774999999999999,39.189,53.707000000000001,23576,19470,23473,27759,63926,57598,63531,70781,206.56,145.19999999999999,212.71,274.88,72825,61410,72245,85156,247.05,113.47,234.62,397.15,11.406000000000001,9.0195000000000007,11.202999999999999,13.978999999999999,7.4908999999999999,6.3811,7.5026000000000002,8.6357999999999997,1.7958000000000001,1.5459000000000001,1.7726,2.0648,245300,224750,245210,266940,0.11031000000000001,9.5589999999999994E-2,0.10934000000000001,0.12709999999999999,6.5903999999999998,4.4649999999999999,6.2793000000000001,9.7509999999999994,53.863999999999997,33.021999999999998,55.313000000000002,70.543999999999997]
[18.583300000000001,0.19971,0.2,0.2,0.2,6.2180999999999997,4.7586000000000004,6.1185,7.8650000000000002,52765,42405,52171,64548,12.744,10.609,12.624000000000001,15.058,99.792000000000002,99.100999999999999,100,100,21.89,19.611000000000001,22.42,23.350999999999999,0.38796000000000003,0.36055999999999999,0.4,0.4,64492,56921,63677,73062,0.68035999999999996,0.31068000000000001,0.68435000000000001,0.99990000000000001,25417,20551,24685,31164,15.996,7.8491,14.468999999999999,26.523,2.4937999999999998,2.1858,2.4857,2.7942999999999998,57.787999999999997,23.873999999999999,39.716999999999999,121.82,505.43,440.11,504.17,570.94000000000005,39.064,23.774999999999999,39.189,53.707000000000001,24065,19732,23931,28355,63927,57333,63548,71454,206.56,145.19999999999999,212.71,274.88,74265,62692,73367,87360,248.42,114.76,235.09,398.2,11.478999999999999,9.1252999999999993,11.265000000000001,14.025,7.5468999999999999,6.4353999999999996,7.5481999999999996,8.6301000000000005,1.8021,1.56,1.7828999999999999,2.0657000000000001,246000,225020,245660,267570,0.11053,9.5887E-2,0.10934000000000001,0.12698000000000001,6.6173000000000002,4.4809999999999999,6.2775999999999996,9.7261000000000006,54.366999999999997,33.021999999999998,56.378999999999998,71.11]
[18.666699999999999,0.19978000000000001,0.2,0.2,0.2,6.2180999999999997,4.7586000000000004,6.1185,7.8650000000000002,52811,42430,52300,64950,12.955,10.831,12.846,15.337,99.918000000000006,99.984999999999999,100,100,22.047000000000001,19.876000000000001,22.475000000000001,23.382999999999999,0.38979000000000003,0.36581999999999998,0.4,0.4,65242,57454,64409,74030,0.68539000000000005,0.31068000000000001,0.68955,1.0054000000000001,25782,20834,24994,31533,16.114000000000001,7.9513999999999996,14.661,26.585999999999999,2.5015000000000001,2.1901000000000002,2.4815,2.8088000000000002,57.79,23.873999999999999,39.716999999999999,121.82,507.59,441.07,506.62,571.54999999999995,39.064,23.774999999999999,39.189,53.707000000000001,24503,20162,24348,28828,64554,57654,64007,72136,206.56,145.19999999999999,212.71,274.88,75654,63753,74878,88704,249.61,115.97,237.29,399.24,11.606999999999999,9.2179000000000002,11.391999999999999,14.164,7.5940000000000003,6.4953000000000003,7.6120000000000001,8.6700999999999997,1.8117000000000001,1.5665,1.7866,2.0851999999999999,247820,226960,247120,268980,0.11090999999999999,9.6196000000000004E-2,0.1096,0.12742999999999999,6.6341999999999999,4.5080999999999998,6.3045,9.8267000000000007,54.847999999999999,33.021999999999998,57.05,71.637]
[18.75,0.19980000000000001,0.2,0.2,0.2,6.2180999999999997,4.7586000000000004,6.1185,7.8650000000000002,52836,42430,52300,64987,13.077999999999999,11.042,12.919,15.413,99.963999999999999,100,100,100,22.082999999999998,20.059999999999999,22.515999999999998,23.379000000000001,0.39018000000000003,0.36586999999999997,0.4,0.4,65694,57696,65046,74296,0.68584000000000001,0.31068000000000001,0.69347999999999999,1.0102,25950,20966,25185,31797,16.114999999999998,7.9832999999999998,14.661,26.648,2.4910000000000001,2.1888000000000001,2.4809000000000001,2.7982,57.787999999999997,23.873999999999999,39.716999999999999,121.82,506.23,440.33,505.76,572.91,39.064,23.774999999999999,39.189,53.707000000000001,24724,20408,24603,29214,64853,57995,64454,72069,206.56,145.19999999999999,212.71,274.88,76402,63959,76148,89244,249.3,116.08,236.7,398.93,11.667,9.3202999999999996,11.417999999999999,14.233000000000001,7.5732999999999997,6.4714,7.5677000000000003,8.6290999999999993,1.8091999999999999,1.5637000000000001,1.782,2.0848,247830,228270,247620,268970,0.11046,9.5880999999999994E-2,0.10897999999999999,0.12709000000000001,6.5982000000000003,4.4782000000000002,6.2615999999999996,9.7371999999999996,55.012,33.021999999999998,57.085000000000001,71.977000000000004]
[18.833300000000001,0.19980999999999999,0.2,0.2,0.2,6.2180999999999997,4.7586000000000004,6.1185,7.8650000000000002,52838,42430,52300,64987,13.192,11.135999999999999,13.023,15.522,99.965999999999994,100,100,100,22.155000000000001,20.18,22.565999999999999,23.38,0.39090000000000003,0.36753999999999998,0.4,0.4,66101,57826,65590,74685,0.68716999999999995,0.31068000000000001,0.69518000000000002,1.0066999999999999,26196,21200,25510,32083,16.14,8.0259,14.619,26.731999999999999,2.4857,2.1869999999999998,2.476,2.7786,57.79,23.873999999999999,39.716999999999999,121.82,505.21,437.03,503.54,570.16,39.064,23.774999999999999,39.189,53.707000000000001,25013,20473,24780,29427,65337,57959,65085,72667,206.56,145.19999999999999,212.71,274.88,77369,64663,76889,90269,249.42,115.95,237.01,398.82,11.712,9.4284999999999997,11.505000000000001,14.289,7.5777999999999999,6.4436,7.5663999999999998,8.6486999999999998,1.8084,1.5586,1.7763,2.0905,248710,229000,248640,270540,0.11038000000000001,9.5729999999999996E-2,0.10872999999999999,0.12736,6.5850999999999997,4.4889000000000001,6.2430000000000003,9.7317,55.219000000000001,33.021999999999998,57.564999999999998,72.358999999999995]
[18.916699999999999,0.19980999999999999,0.2,0.2,0.2,6.2180999999999997,4.7586000000000004,6.1185,7.8650000000000002,52838,42430,52300,64987,13.307,11.279,13.145,15.638999999999999,99.974000000000004,100,100,100,22.216000000000001,20.29,22.600999999999999,23.385999999999999,0.39167000000000002,0.36935000000000001,0.4,0.4,66559,58142,66060,75208,0.68847999999999998,0.31068000000000001,0.69869000000000003,1.0026999999999999,26430,21405,25826,32241,16.164000000000001,8.0134000000000007,14.67,26.870999999999999,2.4796,2.1823999999999999,2.468,2.7768000000000002,57.79,23.873999999999999,39.716999999999999,121.82,504.08,435.91,502.85,571.02,39.064,23.774999999999999,39.189,53.707000000000001,25306,20602,25105,30037,65904,58530,65618,73292,206.56,145.19999999999999,212.71,274.88,78304,65183,77666,92248,249.54,115.99,236.68,399.04,11.765000000000001,9.4975000000000005,11.557,14.342000000000001,7.5785999999999998,6.4104999999999999,7.5610999999999997,8.6350999999999996,1.8071999999999999,1.552,1.7805,2.0901000000000001,249770,229350,249680,271110,0.11028,9.5728999999999995E-2,0.10874,0.12669,6.5735000000000001,4.4686000000000003,6.2324000000000002,9.6876999999999995,55.427,33.021999999999998,57.725000000000001,72.721999999999994]
[19,0.19980999999999999,0.2,0.2,0.2,6.2180999999999997,4.7586000000000004,6.1185,7.8650000000000002,52841,42430,52300,64987,13.349,11.324,13.186,15.662000000000001,99.978999999999999,100,100,100,22.212,20.347000000000001,22.577000000000002,23.367999999999999,0.39101000000000002,0.36603999999999998,0.4,0.4,66726,58442,66224,75264,0.68459999999999999,0.31068000000000001,0.69567999999999997,1.0011000000000001,26514,21485,25994,32372,16.12,8.0310000000000006,14.669,26.806000000000001,2.4594,2.1585999999999999,2.4516,2.7513000000000001,57.786999999999999,23.873999999999999,39.716999999999999,121.82,500.86,432.85,499.98,567.29999999999995,39.064,23.774999999999999,39.189,53.707000000000001,25443,20722,25263,30409,66231,59171,66002,73598,206.56,145.19999999999999,212.71,274.88,78869,65283,78722,93147,248.92,115.77,236.83,397.92,11.754,9.5472999999999999,11.584,14.32,7.5224000000000002,6.3779000000000003,7.5088999999999997,8.6404999999999994,1.798,1.5424,1.7725,2.0762999999999998,250000,229580,250270,272180,0.10936,9.4862000000000002E-2,0.10768,0.12592999999999999,6.5366999999999997,4.4382999999999999,6.2095000000000002,9.6646999999999998,55.417999999999999,33.021999999999998,57.704000000000001,73.024000000000001]
[19.083300000000001,0.19975999999999999,0.2,0.2,0.2,6.2180999999999997,4.7586000000000004,6.1185,7.8650000000000002,52839,42430,52300,65004,13.364000000000001,11.37,13.195,15.646000000000001,99.968000000000004,100,100,100,22.158000000000001,20.283999999999999,22.552,23.35,0.38972000000000001,0.36354999999999998,0.39909,0.4,66691,58584,66198,75551,0.67910000000000004,0.31068000000000001,0.68844000000000005,0.99441999999999997,26427,21539,25932,32311,16.079999999999998,7.9977,14.61,27.077999999999999,2.4329999999999998,2.1389999999999998,2.427,2.7143999999999999,57.787999999999997,23.873999999999999,39.716999999999999,121.82,494.75,429.12,495.24,560.9,39.064,23.774999999999999,39.189,53.707000000000001,25303,20403,25078,30378,66473,59192,66098,73882,206.56,145.19999999999999,212.71,274.88,78556,64523,78437,92753,248.35,115.74,237,396.45,11.698,9.5211000000000006,11.552,14.222,7.4420999999999999,6.3216999999999999,7.43,8.5188000000000006,1.7821,1.5221,1.7577,2.0596000000000001,249950,228510,250000,271660,0.10836999999999999,9.3427999999999997E-2,0.10687000000000001,0.12479,6.4995000000000003,4.3802000000000003,6.1734,9.6251999999999995,55.188000000000002,33.021999999999998,57.478000000000002,72.515000000000001]
[19.166699999999999,0.19975999999999999,0.2,0.2,0.2,6.2180999999999997,4.7586000000000004,6.1185,7.8650000000000002,52850,42430,52300,65004,13.433,11.435,13.275,15.712,99.988,100,100,100,22.163,20.289000000000001,22.538,23.353000000000002,0.38969999999999999,0.36313000000000001,0.39944000000000002,0.4,67006,58944,66581,75816,0.67496,0.31068000000000001,0.68767,0.98553000000000002,26417,21558,25901,32238,16.079999999999998,7.9916,14.628,26.773,2.4150999999999998,2.1192000000000002,2.4091999999999998,2.6968000000000001,57.789000000000001,23.873999999999999,39.716999999999999,121.82,490.4,425.47,489.42,556.09,39.064,23.774999999999999,39.189,53.707000000000001,25232,20384,25008,30425,67054,59824,66731,74435,206.56,145.19999999999999,212.71,274.88,78484,64656,78200,92801,248.3,115.72,237.13,396.53,11.701000000000001,9.5111000000000008,11.532,14.218999999999999,7.3815999999999997,6.2503000000000002,7.3634000000000004,8.4448000000000008,1.7726,1.5161,1.7462,2.0434999999999999,250850,229410,250760,272620,0.10777,9.3150999999999998E-2,0.10604,0.12379999999999999,6.4786999999999999,4.3647999999999998,6.1592000000000002,9.6059999999999999,55.057000000000002,33.021999999999998,57.371000000000002,72.319000000000003]
[19.25,0.19979,0.2,0.2,0.2,6.2180999999999997,4.7586000000000004,6.1185,7.8650000000000002,52853,42430,52300,65004,13.539,11.552,13.425000000000001,15.760999999999999,99.986999999999995,100,100,100,22.195,20.413,22.547000000000001,23.352,0.39005000000000001,0.36445,0.39994000000000002,0.4,67567,59636,67180,76347,0.67259000000000002,0.31068000000000001,0.68698999999999999,0.98104000000000002,26526,21630,26033,32259,16.119,7.9827000000000004,14.586,26.981999999999999,2.4060999999999999,2.1101000000000001,2.403,2.6858,57.790999999999997,23.873999999999999,39.716999999999999,121.82,488.1,423.64,487.21,552.82000000000005,39.064,23.774999999999999,39.189,53.707000000000001,25246,20476,25123,30435,67826,60698,67614,75091,206.56,145.19999999999999,212.71,274.88,78691,65243,78249,92829,248.65,115.53,237.43,397.45,11.74,9.5417000000000005,11.584,14.23,7.3433000000000002,6.2111000000000001,7.3303000000000003,8.3995999999999995,1.7703,1.5168999999999999,1.7439,2.0419,252460,231370,252780,274340,0.10752,9.2966999999999994E-2,0.10571999999999999,0.12331,6.4756999999999998,4.3601000000000001,6.1561000000000003,9.6186000000000007,55.036000000000001,33.021999999999998,57.392000000000003,72.037000000000006]
[19.333300000000001,0.19980999999999999,0.2,0.2,0.2,6.2180999999999997,4.7586000000000004,6.1185,7.8650000000000002,52854,42430,52300,65004,13.678000000000001,11.644,13.542,15.939,99.998000000000005,100,100,100,22.225000000000001,20.451000000000001,22.550999999999998,23.29,0.39058999999999999,0.36549999999999999,0.4,0.4,68307,60053,67912,77355,0.67156000000000005,0.31068000000000001,0.68218000000000001,0.97955000000000003,26645,21673,26078,32248,16.175000000000001,8.0105000000000004,14.62,26.925999999999998,2.4043000000000001,2.1269,2.4047999999999998,2.6823999999999999,57.792999999999999,23.873999999999999,39.716999999999999,121.82,486.84,421.69,485.92,552.29,39.064,23.774999999999999,39.189,53.707000000000001,25264,20460,25185,30558,68651,61625,68550,75906,206.56,145.19999999999999,212.71,274.88,78926,65453,78705,93142,249.09,115.75,239.92,397.45,11.811999999999999,9.5835000000000008,11.664,14.36,7.3152999999999997,6.1927000000000003,7.2796000000000003,8.3908000000000005,1.7737000000000001,1.5201,1.7497,2.0516999999999999,254230,233500,254480,275710,0.10743999999999999,9.2862E-2,0.10589999999999999,0.12309,6.4779,4.3727,6.1805000000000003,9.5801999999999996,55.057000000000002,33.021999999999998,57.401000000000003,71.989999999999995]
[19.416699999999999,0.19980999999999999,0.2,0.2,0.2,6.2180999999999997,4.7586000000000004,6.1185,7.8650000000000002,52854,42430,52300,65004,13.786,11.815,13.664,15.997,100,100,100,100,22.204999999999998,20.484999999999999,22.524999999999999,23.260999999999999,0.39022000000000001,0.36488999999999999,0.39950000000000002,0.4,68862,60661,68468,77607,0.66905000000000003,0.31068000000000001,0.68105000000000004,0.96794000000000002,26630,21723,26094,32075,16.178000000000001,8.0124999999999993,14.638,27.024000000000001,2.3971,2.1194999999999999,2.3972000000000002,2.6722999999999999,57.792000000000002,23.873999999999999,39.716999999999999,121.82,484.14,420.48,483.82,548.27,39.064,23.774999999999999,39.189,53.707000000000001,25174,20473,24956,30137,69124,62124,69009,76589,206.56,145.19999999999999,212.71,274.88,78782,65507,78745,92882,248.87,115.86,239.26,396.27,11.861000000000001,9.6623000000000001,11.701000000000001,14.343999999999999,7.2656999999999998,6.1516999999999999,7.2556000000000003,8.3040000000000003,1.7734000000000001,1.5212000000000001,1.746,2.0482999999999998,254770,234100,254730,276070,0.10693,9.2618000000000006E-2,0.10537000000000001,0.12262000000000001,6.4527999999999999,4.3605999999999998,6.1809000000000003,9.4206000000000003,54.976999999999997,33.021999999999998,57.084000000000003,71.844999999999999]
[19.5,0.19979,0.2,0.2,0.2,6.2180999999999997,4.7586000000000004,6.1185,7.8650000000000002,52854,42430,52300,65004,13.911,11.935,13.808999999999999,16.026,100,100,100,100,22.183,20.431999999999999,22.478999999999999,23.23,0.3896,0.36357,0.39898,0.4,69392,60974,68807,78009,0.66713999999999996,0.31068000000000001,0.67583000000000004,0.95796000000000003,26594,21693,26049,31869,16.213000000000001,8.0442999999999998,14.707000000000001,27.114000000000001,2.3921000000000001,2.1073,2.3921999999999999,2.6655000000000002,57.792999999999999,23.873999999999999,39.716999999999999,121.82,482.17,417.32,481.82,546.94000000000005,39.064,23.774999999999999,39.189,53.707000000000001,25098,20410,24850,29941,69499,62700,69432,76930,206.56,145.19999999999999,212.71,274.88,78674,65304,78473,92409,248.91,116.37,238.46,396.15,11.933999999999999,9.6622000000000003,11.746,14.407999999999999,7.2316000000000003,6.1418999999999997,7.2305999999999999,8.2689000000000004,1.7724,1.5262,1.7483,2.0415999999999999,255180,234680,254860,276290,0.10644000000000001,9.2451000000000005E-2,0.10478999999999999,0.12211,6.4269999999999996,4.3520000000000003,6.1719999999999997,9.4200999999999997,54.93,33.021999999999998,57.146999999999998,71.427000000000007]
[19.583300000000001,0.19980000000000001,0.2,0.2,0.2,6.2180999999999997,4.7586000000000004,6.1185,7.8650000000000002,52854,42430,52300,65004,14.090999999999999,12.143000000000001,14.03,16.271999999999998,100,100,100,100,22.225000000000001,20.558,22.498999999999999,23.247,0.39004,0.36445,0.4,0.4,70138,61732,69559,79470,0.66800000000000004,0.31068000000000001,0.67988999999999999,0.95562999999999998,26732,21703,26168,32252,16.338999999999999,8.0284999999999993,14.84,27.667000000000002,2.3997999999999999,2.1206,2.3965000000000001,2.6621999999999999,57.793999999999997,23.873999999999999,39.716999999999999,121.82,483.06,416.45,481.47,549.30999999999995,39.064,23.774999999999999,39.189,53.707000000000001,25208,20489,24920,29983,70231,63271,70165,77642,206.56,145.19999999999999,212.71,274.88,79105,65706,78602,92676,250.18,118.41,239.96,397.22,12.047000000000001,9.8409999999999993,11.903,14.555999999999999,7.2472000000000003,6.1707000000000001,7.2411000000000003,8.3289000000000009,1.7791999999999999,1.5277000000000001,1.7586999999999999,2.0476000000000001,257160,235920,257050,279270,0.10662000000000001,9.2733999999999997E-2,0.10493,0.12315,6.4451999999999998,4.3540999999999999,6.1710000000000003,9.5269999999999992,55.075000000000003,33.021999999999998,57.164999999999999,71.784000000000006]
[19.666699999999999,0.19982,0.2,0.2,0.2,6.2180999999999997,4.7586000000000004,6.1185,7.8650000000000002,52854,42430,52300,65004,14.345000000000001,12.327,14.217000000000001,16.548999999999999,100,100,100,100,22.260999999999999,20.677,22.507000000000001,23.216000000000001,0.39093,0.36625000000000002,0.4,0.4,71301,62693,70638,80764,0.67098000000000002,0.31068000000000001,0.68030000000000002,0.97001999999999999,26908,21896,26270,32454,16.513000000000002,8.1908999999999992,15.021000000000001,27.97,2.4167000000000001,2.1339000000000001,2.4197000000000002,2.6840000000000002,57.793999999999997,23.873999999999999,39.716999999999999,121.82,486.6,418.33,485.55,554.67999999999995,39.064,23.774999999999999,39.189,53.707000000000001,25372,20555,25144,29999,71183,64204,71170,78672,206.56,145.19999999999999,212.71,274.88,79700,66047,79363,93518,251.87,119.94,240.45,399.24,12.246,9.9792000000000005,12.11,14.814,7.2857000000000003,6.1806000000000001,7.2801,8.3201000000000001,1.7944,1.5408999999999999,1.7709999999999999,2.0712000000000002,259830,238930,259560,282020,0.10707,9.2716000000000007E-2,0.10546,0.12343,6.4711999999999996,4.4024999999999999,6.1853999999999996,9.5661000000000005,55.36,33.021999999999998,57.427999999999997,72.278999999999996]
[19.75,0.19978000000000001,0.2,0.2,0.2,6.2180999999999997,4.7586000000000004,6.1185,7.8650000000000002,52854,42430,52300,65004,14.42,12.364000000000001,14.342000000000001,16.706,100,100,100,100,22.181999999999999,20.532,22.443999999999999,23.126999999999999,0.38986999999999999,0.36364999999999997,0.39989999999999998,0.4,71637,62896,71001,80975,0.66805000000000003,0.31068000000000001,0.67491999999999996,0.96716000000000002,26812,21800,26320,32390,16.512,8.2499000000000002,15.055999999999999,28.023,2.4062000000000001,2.1284000000000001,2.4091,2.6747000000000001,57.793999999999997,23.873999999999999,39.716999999999999,121.82,484.78,416.57,484.58,551.91999999999996,39.064,23.774999999999999,39.189,53.707000000000001,25234,20399,24941,29923,71285,64449,71344,78697,206.56,145.19999999999999,212.71,274.88,79396,65458,79139,92923,251.43,119.45,240.64,399.24,12.291,10.036,12.194000000000001,14.83,7.2373000000000003,6.1681999999999997,7.2398999999999996,8.2725000000000009,1.7902,1.54,1.7672000000000001,2.073,259410,238180,259140,281500,0.10629,9.2496999999999996E-2,0.10484,0.12266000000000001,6.4316000000000004,4.3929999999999998,6.1482000000000001,9.4738000000000007,55.246000000000002,33.021999999999998,57.045999999999999,72.061999999999998]
[19.833300000000001,0.19978000000000001,0.2,0.2,0.2,6.2180999999999997,4.7586000000000004,6.1185,7.8650000000000002,52854,42430,52300,65004,14.5,12.465999999999999,14.414,16.853000000000002,100,100,100,100,22.184999999999999,20.634,22.434999999999999,23.134,0.38947999999999999,0.36169000000000001,0.39978000000000002,0.4,71948,63162,71046,81312,0.66637999999999997,0.31068000000000001,0.67562,0.96314,26827,21805,26303,32214,16.542999999999999,8.2840000000000007,15.135,28.050999999999998,2.3999000000000001,2.1295000000000002,2.3961000000000001,2.6711,57.793999999999997,23.873999999999999,39.716999999999999,121.82,483.27,415.83,483.32,550.54999999999995,39.064,23.774999999999999,39.189,53.707000000000001,25225,20385,24958,29964,71623,64576,71758,79260,206.56,145.19999999999999,212.71,274.88,79462,65147,79172,92888,251.62,119.26,240.22,399.24,12.326000000000001,10.109,12.247999999999999,14.864000000000001,7.2163000000000004,6.1292,7.2375999999999996,8.2408999999999999,1.7874000000000001,1.536,1.7604,2.0733999999999999,260000,238280,259300,282920,0.10594000000000001,9.1909000000000005E-2,0.10435999999999999,0.12257,6.4188000000000001,4.3944999999999999,6.1338999999999997,9.4320000000000004,55.231999999999999,33.021999999999998,57.561999999999998,72.022999999999996]
[19.916699999999999,0.19978000000000001,0.2,0.2,0.2,6.2180999999999997,4.7586000000000004,6.1185,7.8650000000000002,52854,42430,52300,65004,14.583,12.568,14.48,16.97,100,100,100,100,22.178999999999998,20.605,22.414000000000001,23.119,0.38923000000000002,0.36053000000000002,0.39989000000000002,0.4,72292,63300,71487,81664,0.66481000000000001,0.31068000000000001,0.67112000000000005,0.95711000000000002,26838,21924,26214,32272,16.567,8.3285999999999998,15.148999999999999,28.053000000000001,2.3932000000000002,2.125,2.3896000000000002,2.6577000000000002,57.793999999999997,23.873999999999999,39.716999999999999,121.82,481.69,416.06,482.33,548.76,39.064,23.774999999999999,39.189,53.707000000000001,25216,20466,24956,30008,72006,64877,72137,79758,206.56,145.19999999999999,212.71,274.88,79530,65674,79184,93005,251.77,119.68,240.55,399.24,12.37,10.151,12.27,14.909000000000001,7.1917999999999997,6.13,7.2091000000000003,8.2357999999999993,1.7847,1.5309999999999999,1.7529999999999999,2.0680000000000001,260690,238870,259730,283540,0.1056,9.1322E-2,0.10415000000000001,0.1221,6.4066999999999998,4.3834999999999997,6.13,9.4300999999999995,55.219000000000001,33.021999999999998,57.529000000000003,71.772000000000006]
[20,0.19955999999999999,0.19964000000000001,0.2,0.2,6.2180999999999997,4.7586000000000004,6.1185,7.8650000000000002,52854,42430,52300,65004,14.547000000000001,12.518000000000001,14.436,16.917000000000002,100,100,100,100,21.963999999999999,20.399999999999999,22.228999999999999,22.972999999999999,0.38657999999999998,0.35577999999999999,0.39595000000000002,0.4,72069,63105,71293,81975,0.65444999999999998,0.31068000000000001,0.65612999999999999,0.94094,26304,21535,25668,31737,16.501000000000001,8.2784999999999993,15.102,27.795999999999999,2.3573,2.0910000000000002,2.3532999999999999,2.6248999999999998,57.793999999999997,23.873999999999999,39.716999999999999,121.82,470.8,405.62,470.71,536.08000000000004,39.064,23.774999999999999,39.189,53.707000000000001,24429,19961,24255,28931,72044,64830,72069,79658,206.56,145.19999999999999,212.71,274.88,77274,64293,77026,89888,250.85,118.65,240.25,398.61,12.275,10.057,12.202999999999999,14.856999999999999,7.0490000000000004,6.0331000000000001,7.0477999999999996,8.0411000000000001,1.7576000000000001,1.5057,1.7265999999999999,2.0409000000000002,259570,237270,258860,282250,0.10432,9.0329999999999994E-2,0.10272000000000001,0.12076000000000001,6.3472999999999997,4.3049999999999997,6.0738000000000003,9.3584999999999994,54.390999999999998,33.021999999999998,56.335000000000001,70.460999999999999]
[20.166699999999999,0.2,0.2,0.2,0.2,6.2180999999999997,4.7586000000000004,6.1185,7.8650000000000002,52854,42430,52300,65004,18.742999999999999,16.199000000000002,18.617000000000001,21.741,100,100,100,100,21.085000000000001,20.5,21.082000000000001,21.727,0.4,0.4,0.4,0.4,91212,79756,90155,103890,0.76697000000000004,0.31068000000000001,0.77598,1.1815,32758,26784,31939,39471,20.001999999999999,10.33,18.209,32.145000000000003,2.9939,2.6631999999999998,2.9983,3.33,57.793999999999997,23.873999999999999,39.716999999999999,121.82,588.73,507.11,589.94000000000005,672.51,39.064,23.774999999999999,39.189,53.707000000000001,30252,24909,30012,35686,91146,81466,91201,101130,206.56,145.19999999999999,212.71,274.88,95619,79535,95380,111060,288.35000000000002,149.43,277.49,434.19,15.552,12.736000000000001,15.446,18.920999999999999,8.9230999999999998,7.6657999999999999,8.923,10.163,2.2208000000000001,1.9117999999999999,2.1760999999999999,2.5720999999999998,327430,297060,326610,356210,0.13197999999999999,0.11448,0.12995000000000001,0.15251000000000001,7.6872999999999996,5.4146999999999998,7.6132,10,60.201000000000001,33.021999999999998,64.822000000000003,81.36]
[20.916699999999999,0.18446000000000001,0.17426,0.18525,0.19409000000000001,6.2180999999999997,4.7586000000000004,6.1185,7.8650000000000002,51245,41715,50521,62178,19.132999999999999,16.608000000000001,19.05,22.055,94.552999999999997,88.852999999999994,95.063999999999993,99.712999999999994,19.100999999999999,17.908999999999999,19.129000000000001,20.286999999999999,0.37633,0.35546,0.37857000000000002,0.39693000000000001,80631,69348,79804,92914,0.71919999999999995,0.30943999999999999,0.73026999999999997,1.1114999999999999,27819,22732,27149,33716,17.224,8.9984000000000002,15.699,27.943999999999999,2.8868,2.5455999999999999,2.8832,3.2724000000000002,56.420999999999999,23.873999999999999,39.716999999999999,113.93,540.05999999999995,465.36,539.39,622.61,39.064,23.774999999999999,39.189,53.707000000000001,26613,21900,26476,31357,77008,67196,77313,86287,206.56,145.19999999999999,212.71,274.88,81616,67246,81060,95641,249.63,129.9,237.53,374.97,14.442,11.724,14.284000000000001,17.510999999999999,8.6117000000000008,7.3602999999999996,8.5840999999999994,9.9022000000000006,2.0640999999999998,1.7553000000000001,2.0308000000000002,2.4236,278620,248060,278580,309570,0.12151000000000001,0.10555,0.12006,0.13879,6.8372000000000002,4.9065000000000003,6.7218,8.9222999999999999,56.415999999999997,32.468000000000004,59.976999999999997,75.792000000000002]
[22,0.16427,0.15051,0.16353000000000001,0.17956,6.2180999999999997,4.7586000000000004,6.1185,7.8650000000000002,50044,41660,49332,59367,19.928999999999998,17.420999999999999,19.779,22.526,89.103999999999999,80.62,88.972999999999999,98.128,16.318999999999999,14.856,16.309999999999999,17.856999999999999,0.35019,0.32052000000000003,0.34893999999999997,0.38190000000000002,69588,58951,69088,80493,0.67503000000000002,0.30342000000000002,0.66300000000000003,1.0376000000000001,22444,18251,22173,27154,14.183,7.5069999999999997,12.789,22.646999999999998,2.8066,2.4537,2.7978000000000001,3.1776,55.204000000000001,23.873999999999999,39.716999999999999,110.02,492.48,422.45,490.12,568,39.064,23.774999999999999,39.189,53.707000000000001,22856,18897,22752,26853,61665,52517,61569,69943,206.56,145.19999999999999,212.71,274.88,66596,55162,66051,78573,205.38,106.59,196.81,308.39,13.55,11.007999999999999,13.363,16.276,8.3536999999999999,7.1513,8.3455999999999992,9.6037999999999997,1.9066000000000001,1.6022000000000001,1.875,2.2031000000000001,226150,196550,225890,254380,0.11112,9.5660999999999996E-2,0.11011,0.12773999999999999,5.9085999999999999,4.3224999999999998,5.8296999999999999,7.4573,52.518999999999998,32.411000000000001,54.698,69.489999999999995]
[22.5,0.15892000000000001,0.14560000000000001,0.15883,0.17258999999999999,6.2180999999999997,4.7586000000000004,6.1185,7.8650000000000002,50508,42173,50208,59459,20.501999999999999,18.074999999999999,20.436,22.93,89.224000000000004,80.980999999999995,89.203999999999994,97.667000000000002,15.465999999999999,14.081,15.455,16.887,0.34525,0.31613000000000002,0.34494999999999998,0.37346000000000001,66273,56826,65571,76341,0.66608999999999996,0.30015999999999998,0.65134999999999998,1.0226,20613,16766,20324,24800,13.199,6.9854000000000003,11.874000000000001,20.87,2.8180000000000001,2.4830000000000001,2.8022,3.1741999999999999,55.087000000000003,23.873999999999999,39.716999999999999,109.18,479.62,414.18,478.22,552.30999999999995,39.064,23.774999999999999,39.189,53.707000000000001,21672,18152,21610,25354,56469,48732,56197,63718,206.56,145.19999999999999,212.71,274.88,61463,51414,61149,72453,190.9,98.59,184.2,281.67,13.439,11.005000000000001,13.243,15.997,8.3240999999999996,7.2130000000000001,8.3314000000000004,9.5531000000000006,1.8720000000000001,1.5882000000000001,1.8532,2.1667000000000001,208510,181690,208200,234250,0.10865,9.4891000000000003E-2,0.10815,0.12381,5.6237000000000004,4.2579000000000002,5.5551000000000004,6.9809999999999999,51.646000000000001,32.521000000000001,53.27,68.057000000000002]
[23.25,0.14965999999999999,0.13658000000000001,0.15021000000000001,0.16350000000000001,6.2180999999999997,4.7586000000000004,6.1185,7.8650000000000002,50128,42035,49670,58339,21.263999999999999,18.817,21.164999999999999,23.832000000000001,87.067999999999998,78.08,87.195999999999998,96.397999999999996,14.282,12.834,14.288,15.708,0.33498,0.30499999999999999,0.33573999999999998,0.36414000000000002,61756,52417,61259,71476,0.64815999999999996,0.29837999999999998,0.62119999999999997,1.0039,18030,14578,17694,21883,11.882,6.3169000000000004,10.743,18.806999999999999,2.8258000000000001,2.5057999999999998,2.8235000000000001,3.1745000000000001,55.027000000000001,23.873999999999999,39.716999999999999,108.68,460.16,399.69,457.87,525.20000000000005,39.064,23.774999999999999,39.189,53.707000000000001,20063,17138,20082,23420,49434,42540,49205,56243,206.56,145.19999999999999,212.71,274.88,54301,45506,54149,64205,171.66,91.203999999999994,165.02,251.91,13.387,10.973000000000001,13.233000000000001,16.036999999999999,8.2302999999999997,7.1097000000000001,8.2063000000000006,9.4346999999999994,1.8059000000000001,1.5227999999999999,1.7861,2.1120999999999999,184690,159890,184650,208310,0.10464,9.0848999999999999E-2,0.10406,0.11856,5.2289000000000003,4.0610999999999997,5.1637000000000004,6.4077999999999999,50.011000000000003,32.225999999999999,50.887999999999998,65.608999999999995]
[23.666699999999999,0.14399000000000001,0.13058,0.14380000000000001,0.15844,6.2180999999999997,4.7586000000000004,6.1185,7.8650000000000002,49539,41621,49122,57256,21.338000000000001,18.905999999999999,21.286999999999999,24.009,85.075999999999993,75.558999999999997,85.102999999999994,95.197000000000003,13.563000000000001,12.138,13.58,15.135,0.32539000000000001,0.29337000000000002,0.32512000000000002,0.35793000000000003,58837,50006,58124,68012,0.62895999999999996,0.29626999999999998,0.58925000000000005,0.97858000000000001,16545,13499,16222,19997,11.098000000000001,6.0197000000000003,10.101000000000001,17.920000000000002,2.7972999999999999,2.4805999999999999,2.7885,3.1373000000000002,54.725999999999999,23.873999999999999,39.716999999999999,107.77,443.96,386.25,444.1,504.22,39.064,23.774999999999999,39.189,53.707000000000001,18981,16198,18954,21847,45385,38931,45266,51666,206.56,145.19999999999999,212.71,274.88,49926,41697,49983,58710,159.97,84.046999999999997,154.28,239.6,13.22,10.92,13.097,15.839,8.0147999999999993,6.8752000000000004,8.0140999999999991,9.141,1.7461,1.4553,1.7316,2.0470000000000002,170500,147640,170510,192700,0.1012,8.8569999999999996E-2,0.10042,0.11481,4.9565000000000001,3.9091,4.9161000000000001,6.0465,48.412999999999997,31.407,49.088999999999999,63.322000000000003]
[24.833300000000001,0.13278999999999999,0.11949,0.13235,0.14699999999999999,6.2180999999999997,4.7586000000000004,6.1185,7.8650000000000002,48625,41616,48095,56271,22.35,19.658000000000001,22.192,25.024000000000001,82.081000000000003,71.522000000000006,81.7,93.284000000000006,12.305,10.962999999999999,12.275,13.773,0.30986000000000002,0.27737000000000001,0.30942999999999998,0.34381,54457,45797,53844,64551,0.59680999999999995,0.28638999999999998,0.53786,0.93874000000000002,13476,10923,13288,16247,9.7530999999999999,5.1637000000000004,8.9619999999999997,15.361000000000001,2.8367,2.5173999999999999,2.8298999999999999,3.1579000000000002,54.906999999999996,23.873999999999999,39.57,108.35,417.46,362.31,417.45,474.02,39.064,23.774999999999999,39.189,53.707000000000001,17048,14664,16970,19400,37525,31873,37458,43356,206.56,145.19999999999999,212.71,274.88,40924,34392,40786,47691,139.9,71.641000000000005,133.36000000000001,213.75,13.603999999999999,11.17,13.432,16.117000000000001,7.6508000000000003,6.6241000000000003,7.6134000000000004,8.7019000000000002,1.649,1.363,1.6236999999999999,1.9426000000000001,143470,124220,143540,164270,9.6057000000000003E-2,8.4362999999999994E-2,9.5831E-2,0.10833,4.4871999999999996,3.6389999999999998,4.4664999999999999,5.2968999999999999,45.685000000000002,31.09,45.542000000000002,60.677]
[25.166699999999999,0.13217000000000001,0.11945,0.13186999999999999,0.14560999999999999,6.2180999999999997,4.7586000000000004,6.1185,7.8650000000000002,49159,41908,48804,56716,23.117999999999999,20.437000000000001,22.966999999999999,25.795999999999999,83.015000000000001,72.87,82.617000000000004,94.228999999999999,12.22,10.837,12.188000000000001,13.587999999999999,0.31181999999999999,0.28114,0.31109999999999999,0.34488999999999997,54752,46171,54052,64581,0.6,0.28891,0.53464999999999996,0.95184999999999997,12966,10595,12786,15490,9.6763999999999992,5.1070000000000002,8.8416999999999994,15.247999999999999,2.9091,2.59,2.9045000000000001,3.222,55.334000000000003,23.873999999999999,39.716999999999999,108.97,418.1,361.44,418.97,473.08,39.064,23.774999999999999,39.189,53.707000000000001,16919,14604,16907,19165,36426,31107,36383,41914,206.56,145.19999999999999,212.71,274.88,39482,33151,39419,45843,138.59,71.266999999999996,131.97999999999999,213.68,14.092000000000001,11.715999999999999,14.003,16.643999999999998,7.6928000000000001,6.6957000000000004,7.6725000000000003,8.7228999999999992,1.6593,1.3645,1.6374,1.9635,140030,121420,140600,159500,9.6772999999999998E-2,8.5844000000000004E-2,9.6419000000000005E-2,0.10856,4.4691000000000001,3.6821999999999999,4.4574999999999996,5.226,45.866,31.433,45.164000000000001,61.384]
[25.75,0.12762999999999999,0.11376,0.12731999999999999,0.14091000000000001,6.2180999999999997,4.7586000000000004,6.1185,7.8650000000000002,48593,41449,48230,56279,23.513999999999999,20.79,23.318000000000001,26.542000000000002,81.73,70.902000000000001,81.563999999999993,93.256,11.664,10.289,11.702,12.957000000000001,0.30392000000000002,0.26866000000000001,0.30392999999999998,0.33846999999999999,53568,44721,53021,63244,0.58472000000000002,0.28398000000000001,0.51329000000000002,0.94962000000000002,11775,9565.7000000000007,11621,14227,9.2622,4.7910000000000004,8.4971999999999994,14.66,2.9137,2.5615000000000001,2.9148000000000001,3.2673000000000001,55.119,23.873999999999999,39.716999999999999,108.57,402.87,347.33,402.78,457.22,39.064,23.774999999999999,39.189,53.707000000000001,16092,13930,16107,18231,33516,28715,33451,38868,206.56,145.19999999999999,212.71,274.88,35813,30020,35819,41649,132.09,67.061999999999998,125.33,204.29,14.355,11.832000000000001,14.327999999999999,16.827999999999999,7.4554,6.4028999999999998,7.4032999999999998,8.5320999999999998,1.6192,1.3167,1.6057999999999999,1.9461999999999999,129870,112790,129690,148050,9.4314999999999996E-2,8.2821000000000006E-2,9.4337000000000004E-2,0.10582999999999999,4.2697000000000003,3.5634999999999999,4.2586000000000004,4.9882,44.536999999999999,30.815999999999999,43.457999999999998,61.356999999999999]
[26.5,0.12620999999999999,0.11327,0.12601000000000001,0.13911000000000001,6.2180999999999997,4.7586000000000004,6.1185,7.8650000000000002,49780,42025,49873,57437,24.433,21.777999999999999,24.117000000000001,27.538,85.277000000000001,74.451999999999998,85.355000000000004,96.96,11.19,9.9521999999999995,11.148999999999999,12.446,0.30620999999999998,0.27417000000000002,0.30496000000000001,0.3387,53819,44961,53189,63729,0.58897999999999995,0.29153000000000001,0.50985999999999998,0.97048999999999996,10651,8676,10499,12835,9.0488,4.6917999999999997,8.3117999999999999,14.566000000000001,2.9925999999999999,2.6650999999999998,2.9868000000000001,3.3174000000000001,55.149000000000001,23.873999999999999,39.716999999999999,108.63,387.74,335.54,388.23,439.84,39.064,23.774999999999999,39.189,53.707000000000001,15380,13469,15403,17301,30948,26843,30796,35541,206.56,145.19999999999999,212.71,274.88,32353,27589,32408,37498,127.93,65.022999999999996,121.27,193.58,14.805,12.366,14.77,17.303999999999998,7.42,6.4335000000000004,7.3574999999999999,8.4672000000000001,1.6447000000000001,1.3329,1.6244000000000001,1.9765999999999999,120980,105900,120040,136620,9.4653000000000001E-2,8.4411E-2,9.4271999999999995E-2,0.10564999999999999,4.1806999999999999,3.6038999999999999,4.1641000000000004,4.7777000000000003,44.713000000000001,30.4,42.758000000000003,62.139000000000003]
[27.583300000000001,0.12125,0.1084,0.12069000000000001,0.13446,6.2180999999999997,4.7586000000000004,6.1185,7.8650000000000002,50699,42108,50860,58582,24.067,21.567,23.870999999999999,27.126000000000001,90.233000000000004,79.290000000000006,90.978999999999999,100,9.9639000000000006,8.8948999999999998,9.9458000000000002,11.082000000000001,0.30410999999999999,0.27238000000000001,0.30173,0.33840999999999999,51847,42742,51309,61527,0.58043999999999996,0.29759000000000002,0.49506,0.95862000000000003,8797.9,7197.6,8667.6,10566,8.3470999999999993,4.4259000000000004,7.7179000000000002,13.029,2.9056999999999999,2.5815999999999999,2.9022000000000001,3.2246999999999999,53.301000000000002,23.873999999999999,39.716999999999999,102.56,338.06,290.77,338.35,383.1,39.064,23.774999999999999,39.189,53.707000000000001,13499,11903,13462,15195,26284,22705,26242,29994,206.56,145.19999999999999,212.71,274.88,26578,22954,26422,30576,115.81,61.36,109.03,177.01,13.843999999999999,11.513999999999999,13.705,16.373999999999999,7.2034000000000002,6.2328000000000001,7.16,8.1942000000000004,1.6382000000000001,1.3161,1.6245000000000001,1.9876,103500,91406,102910,117070,9.2083999999999999E-2,8.1834000000000004E-2,9.1795000000000002E-2,0.10258,3.9171999999999998,3.3971,3.9129,4.4180000000000001,44.302999999999997,30.259,42.365000000000002,64.019000000000005]
[28.083300000000001,0.11781,0.10421999999999999,0.11726,0.13188,6.2180999999999997,4.7586000000000004,6.1185,7.8650000000000002,51288,42306,51229,59618,23.306000000000001,20.934000000000001,23.157,26.161000000000001,92.715000000000003,80.95,94.846000000000004,100,9.2718000000000007,8.2483000000000004,9.2501999999999995,10.302,0.30243999999999999,0.26526,0.30059000000000002,0.34038000000000002,50066,41751,49659,59013,0.57233000000000001,0.29763000000000001,0.48146,0.93467999999999996,7857.6,6443.4,7737.5,9510.7999999999993,7.8789999999999996,4.3108000000000004,7.2797000000000001,12.141,2.7991000000000001,2.4845999999999999,2.8016999999999999,3.1172,51.42,23.873999999999999,39.716999999999999,95.03,306.83,262.89999999999998,307.18,346.67,39.064,23.774999999999999,39.189,53.707000000000001,12348,10922,12265,13817,23793,20589,23656,27041,206.56,145.19999999999999,212.71,274.88,23690,20482,23647,27162,108.02,58.115000000000002,101.1,165.3,12.816000000000001,10.627000000000001,12.635999999999999,15.234,7.0880000000000001,6.1237000000000004,7.0833000000000004,8.0889000000000006,1.6128,1.2934000000000001,1.5943000000000001,1.9718,93788,82896,93264,105970,9.0092000000000005E-2,7.9622999999999999E-2,8.9895000000000003E-2,0.10115,3.758,3.2757999999999998,3.7648000000000001,4.2068000000000003,43.936999999999998,30.077000000000002,41.823,63.234000000000002]
[29.083300000000001,0.11348,9.9780999999999995E-2,0.11297,0.12776000000000001,6.2180999999999997,4.7586000000000004,6.1185,7.8650000000000002,52181,42430,51962,62785,21.491,19.495000000000001,21.353000000000002,23.724,96.947999999999993,88.852999999999994,100,100,8.0538000000000007,7.2294,8.0740999999999996,8.8668999999999993,0.30409999999999998,0.26467000000000002,0.30226999999999998,0.34871000000000002,46195,39321,45826,53420,0.55191999999999997,0.30092999999999998,0.47138000000000002,0.90612999999999999,6195.1,5128.8,6099.7,7378.2,6.9154999999999998,4.1315999999999997,6.3398000000000003,10.36,2.5379999999999998,2.2307000000000001,2.5505,2.8483999999999998,46.536999999999999,23.873999999999999,39.048000000000002,79.367999999999995,245.65,210.74,246.24,278.5,39.064,23.774999999999999,39.189,53.707000000000001,10088,9024.6,10009,11197,19127,16811,19023,21732,206.56,145.19999999999999,212.71,274.88,18412,15995,18307,20915,91.855000000000004,52.218000000000004,86.492999999999995,136.38999999999999,10.444000000000001,8.7324999999999999,10.318,12.282,6.8090999999999999,5.9067999999999996,6.7896999999999998,7.7674000000000003,1.5471999999999999,1.2333000000000001,1.5232000000000001,1.8940999999999999,74931,65986,74391,83858,8.6716000000000001E-2,7.5788999999999995E-2,8.5464999999999999E-2,9.8103999999999997E-2,3.4609999999999999,3.0341,3.4472999999999998,3.8980000000000001,43.101999999999997,30.119,40.930999999999997,59.823]
[29.666699999999999,0.11183,9.7997000000000001E-2,0.11055,0.12720000000000001,6.2180999999999997,4.7586000000000004,6.1185,7.8650000000000002,52075,42276,51745,62955,20.5,18.664999999999999,20.306000000000001,22.492999999999999,97.085999999999999,91.245000000000005,99.33,100,7.4988000000000001,6.7763999999999998,7.4953000000000003,8.1847999999999992,0.30486999999999997,0.26324999999999998,0.30138999999999999,0.35260999999999998,43969,38068,43702,50151,0.53593000000000002,0.30260999999999999,0.46627000000000002,0.87741000000000002,5434.5,4575,5355.3,6473,6.3869999999999996,3.9735999999999998,5.8724999999999996,9.3521000000000001,2.3683000000000001,2.0760000000000001,2.3757000000000001,2.6461999999999999,43.646000000000001,23.873999999999999,38.631999999999998,71.311000000000007,215.61,187.29,215.47,242.32,39.064,23.774999999999999,39.189,53.707000000000001,8992.4,8085.7,8906.4,9941.4,16880,14885,16839,19000,206.56,145.19999999999999,212.71,274.88,15907,13943,15812,18001,83.18,49.345999999999997,78.320999999999998,121.02,9.1477000000000004,7.7441000000000004,9.0048999999999992,10.709,6.6020000000000003,5.7214,6.6016000000000004,7.4886999999999997,1.4923,1.1969000000000001,1.4696,1.8198000000000001,65572,58652,65136,73374,8.4695000000000006E-2,7.3935000000000001E-2,8.3374000000000004E-2,9.7205E-2,3.2896999999999998,2.8961999999999999,3.2810999999999999,3.6873999999999998,42.252000000000002,29.896999999999998,40.082999999999998,58.552999999999997]
[30.416699999999999,0.11067,9.6778000000000003E-2,0.10883,0.12716,6.2180999999999997,4.7586000000000004,6.1185,7.8650000000000002,52705,42430,52300,64359,19.446999999999999,17.96,19.298999999999999,21.111999999999998,99.486000000000004,98.82,100,100,6.9634,6.38,6.9419000000000004,7.5148999999999999,0.31098999999999999,0.26687,0.30685000000000001,0.36192000000000002,41815,37023,41816,46392,0.52244000000000002,0.30687999999999999,0.46318999999999999,0.85706000000000004,4575.5,3946.9,4494.3999999999996,5378.3,5.8512000000000004,3.8952,5.46,8.2918000000000003,2.1924999999999999,1.9399,2.1960000000000002,2.4506000000000001,40.04,23.873999999999999,36.677999999999997,62.591000000000001,182.06,160.87,181.87,203.19,39.064,23.774999999999999,39.189,53.707000000000001,7753.9,7031.8,7691.5,8506.6,14352,12794,14348,15988,206.56,145.19999999999999,212.71,274.88,13128,11602,13068,14777,73.974000000000004,46.921999999999997,70.448999999999998,105.36,7.7145999999999999,6.6254999999999997,7.6321000000000003,8.9276999999999997,6.4478999999999997,5.5964999999999998,6.4053000000000004,7.2944000000000004,1.4298,1.1503000000000001,1.3997999999999999,1.7161999999999999,55005,49633,54700,60939,8.3629999999999996E-2,7.2869000000000003E-2,8.2146999999999998E-2,9.7108E-2,3.145,2.7873999999999999,3.1341000000000001,3.4984000000000002,41.884999999999998,30.483000000000001,40.045999999999999,57.625999999999998]
[30.75,0.10584,9.1692999999999997E-2,0.10410999999999999,0.12289,6.2180999999999997,4.7586000000000004,6.1185,7.8650000000000002,51730,42081,51162,62828,18.899000000000001,17.359000000000002,18.783000000000001,20.599,96.004000000000005,89.944000000000003,97.061999999999998,100,6.6440000000000001,6.0541999999999998,6.6367000000000003,7.2874999999999996,0.29907,0.25394,0.29565999999999998,0.34931000000000001,39903,34906,39728,44854,0.49329000000000001,0.29125000000000001,0.43386000000000002,0.78515999999999997,4281.1000000000004,3656.8,4223.5,5020.5,5.4941000000000004,3.6072000000000002,5.0936000000000003,7.6943999999999999,2.0512999999999999,1.7928999999999999,2.0474000000000001,2.3142,38.917999999999999,23.873999999999999,36.015999999999998,59.241999999999997,170.7,150.37,170,191.37,39.064,23.774999999999999,39.189,53.707000000000001,7430,6719.7,7373,8119.7,13535,12008,13497,15070,206.56,145.19999999999999,212.71,274.88,12261,10761,12233,13755,69.257999999999996,43.78,65.856999999999999,98.411000000000001,7.1768000000000001,6.1338999999999997,7.1043000000000003,8.3116000000000003,6.1898,5.3678999999999997,6.1654999999999998,7.0098000000000003,1.3423,1.0637000000000001,1.3078000000000001,1.6188,51684,46451,51378,57231,7.9374E-2,6.8398E-2,7.8089000000000006E-2,9.2254000000000003E-2,2.9485000000000001,2.5617999999999999,2.9468000000000001,3.3258999999999999,39.716000000000001,28.972999999999999,38.155999999999999,54.475000000000001]
[31.333300000000001,0.107,9.2976000000000003E-2,0.1052,0.1245,6.2180999999999997,4.7586000000000004,6.1185,7.8650000000000002,52746,42430,52300,64308,18.524999999999999,17.225000000000001,18.456,19.952000000000002,99.555999999999997,99.918999999999997,100,100,6.4696999999999996,5.9908000000000001,6.4633000000000003,6.9847999999999999,0.30898999999999999,0.26111000000000001,0.30532999999999999,0.36331000000000002,39303,35048,39208,43461,0.49291000000000001,0.30321999999999999,0.43742999999999999,0.78791999999999995,3839.3,3333.5,3779.6,4427.8999999999996,5.2881,3.6755,4.9617000000000004,7.2039999999999997,1.9796,1.7395,1.9784999999999999,2.21,37.012999999999998,23.873999999999999,35.125,53.521000000000001,153.78,137.24,152.97999999999999,170.73,39.064,23.774999999999999,39.189,53.707000000000001,6795.1,6197.8,6746.9,7391.1,12216,10921,12201,13521,206.56,145.19999999999999,212.71,274.88,10820,9650.2999999999993,10788,12082,65.129000000000005,43.521999999999998,62.271000000000001,90.043000000000006,6.4744000000000002,5.5941999999999998,6.4154999999999998,7.4208999999999996,6.1852999999999998,5.3921999999999999,6.1402999999999999,6.9787999999999997,1.3185,1.0482,1.2928999999999999,1.5837000000000001,46137,41813,45923,50682,8.0407999999999993E-2,6.9336999999999996E-2,7.8939999999999996E-2,9.3338000000000004E-2,2.9285999999999999,2.5888,2.9321999999999999,3.2724000000000002,40.189,29.88,38.64,54.466000000000001]
[32.25,0.1031,8.8970999999999995E-2,0.10123,0.12026000000000001,6.2180999999999997,4.7586000000000004,6.1185,7.8650000000000002,52697,42430,52300,64275,17.783999999999999,16.527999999999999,17.780999999999999,19.143000000000001,99.34,97.813999999999993,100,100,6.0952999999999999,5.6234000000000002,6.0932000000000004,6.5884999999999998,0.30423,0.25623000000000001,0.30116999999999999,0.35954999999999998,37119,33058,37151,40987,0.46372000000000002,0.29171000000000002,0.41408,0.74136999999999997,3305.6,2919.4,3248.8,3785.5,4.8342000000000001,3.4731999999999998,4.5617999999999999,6.4115000000000002,1.8012999999999999,1.5740000000000001,1.8081,2.0213999999999999,34.783000000000001,23.763999999999999,33.512999999999998,48.015999999999998,133.29,120.06,133.28,147.13999999999999,39.064,23.774999999999999,39.189,53.707000000000001,6126.2,5628.6,6092.3,6646.7,10649,9582,10632,11721,206.56,145.19999999999999,212.71,274.88,9162.2000000000007,8224.9,9152.7999999999993,10114,58.323,40.707000000000001,55.375999999999998,80.234999999999999,5.5865999999999998,4.8673999999999999,5.5583999999999998,6.3742999999999999,5.9263000000000003,5.1482000000000001,5.9081000000000001,6.7149000000000001,1.2124999999999999,0.96962999999999999,1.1787000000000001,1.4659,39710,36308,39590,43095,7.7089000000000005E-2,6.5898999999999999E-2,7.5778999999999999E-2,8.9121000000000006E-2,2.7361,2.4026999999999998,2.7378999999999998,3.0922999999999998,38.323999999999998,28.782,36.457999999999998,50.911999999999999]
[32.916699999999999,9.8900000000000002E-2,8.3953E-2,9.7220000000000001E-2,0.11606,6.2180999999999997,4.7586000000000004,6.1185,7.8650000000000002,51834,42214,51065,63093,17.312000000000001,16.004000000000001,17.315999999999999,18.675999999999998,96.182000000000002,88.841999999999999,98.765000000000001,100,5.8426999999999998,5.3654999999999999,5.8563999999999998,6.2983000000000002,0.29283999999999999,0.24399000000000001,0.28955999999999998,0.34239000000000003,35222,31494,35084,38784,0.43253999999999998,0.26567000000000002,0.38865,0.67996000000000001,3065.4,2722.6,3019.3,3496.3,4.4817,3.2444000000000002,4.2569999999999997,5.9250999999999996,1.6640999999999999,1.4470000000000001,1.6700999999999999,1.8663000000000001,33.796999999999997,23.567,32.106000000000002,46.38,123.19,111.67,122.58,134.80000000000001,39.064,23.774999999999999,39.189,53.707000000000001,5865.5,5415.1,5832.1,6366.8,9884.1,8953.5,9864,10823,206.56,145.19999999999999,212.71,274.88,8370,7581.9,8393,9159.7000000000007,53.636000000000003,38.363,50.801000000000002,73.549000000000007,5.0990000000000002,4.4691000000000001,5.0835999999999997,5.7675999999999998,5.6673999999999998,4.8959000000000001,5.6351000000000004,6.4535,1.1188,0.91015000000000001,1.0811999999999999,1.3571,36592,33761,36418,39554,7.2886000000000006E-2,6.1594999999999997E-2,7.1734000000000006E-2,8.5019999999999998E-2,2.5428999999999999,2.2147999999999999,2.5525000000000002,2.8708999999999998,36.027999999999999,27.166,34.436,47.661999999999999]
[33.666699999999999,9.9335999999999994E-2,8.4733000000000003E-2,9.7044000000000005E-2,0.11608,6.2180999999999997,4.7586000000000004,6.1185,7.8650000000000002,52239,42263,51904,63642,17.108000000000001,15.878,17.122,18.324000000000002,97.515000000000001,92.692999999999998,99.316000000000003,100,5.7668999999999997,5.3254999999999999,5.7861000000000002,6.2237,0.29693999999999998,0.24639,0.29311999999999999,0.35153000000000001,34700,31528,34676,37914,0.42532999999999999,0.26746999999999999,0.37828000000000001,0.67950999999999995,2853.1,2560.5,2809.8,3199.8,4.3425000000000002,3.2227999999999999,4.1433999999999997,5.6109999999999998,1.6026,1.4079999999999999,1.6028,1.8030999999999999,32.799999999999997,23.289000000000001,31.465,43.985999999999997,114.54,105.28,114.04,124.54,39.064,23.774999999999999,39.189,53.707000000000001,5561.7,5149.1000000000004,5552.3,6006.3,9177,8343.1,9128.5,10045,206.56,145.19999999999999,212.71,274.88,7619.6,6961.7,7615.7,8290.1,51.145000000000003,37.015999999999998,48.707000000000001,68.923000000000002,4.7445000000000004,4.2035,4.7259000000000002,5.3141999999999996,5.5822000000000003,4.9074999999999998,5.5423999999999998,6.3425000000000002,1.0823,0.87765000000000004,1.0446,1.3181,33673,31286,33478,36303,7.2855000000000003E-2,6.1657999999999998E-2,7.1476999999999999E-2,8.5426000000000002E-2,2.5064000000000002,2.1924999999999999,2.5034999999999998,2.8245,35.682000000000002,27.256,33.953000000000003,46.723999999999997]
[34.666699999999999,9.7882999999999998E-2,8.2626000000000005E-2,9.5819000000000001E-2,0.11591,6.2180999999999997,4.7586000000000004,6.1185,7.8650000000000002,52189,42263,51541,63571,16.713999999999999,15.571999999999999,16.736999999999998,17.888999999999999,97.695999999999998,92.573999999999998,99.725999999999999,100,5.6062000000000003,5.2032999999999996,5.5926,6.0385,0.29658000000000001,0.24687999999999999,0.29202,0.35346,33772,30568,33678,36969,0.40887000000000001,0.26399,0.36466999999999999,0.66115999999999997,2585.5,2342.6999999999998,2553,2873.2,4.1516999999999999,3.1442999999999999,3.9830000000000001,5.2908999999999997,1.5215000000000001,1.3355999999999999,1.5199,1.7081999999999999,31.15,22.62,30.084,40.74,104.03,96.703000000000003,103.9,112.05,39.064,23.774999999999999,39.189,53.707000000000001,5179.7,4814.3999999999996,5167.2,5549.5,8319.9,7542.8,8306.9,9092.7000000000007,206.56,145.19999999999999,212.71,274.88,6722.9,6190.5,6712.7,7249.3,48.036000000000001,35.274999999999999,45.962000000000003,63.844000000000001,4.3437000000000001,3.8773,4.3445,4.8093000000000004,5.4294000000000002,4.7683999999999997,5.3552,6.1988000000000003,1.0221,0.82140000000000002,0.98963000000000001,1.2396,30275,28330,30086,32408,7.1397000000000002E-2,6.0448000000000002E-2,6.9837999999999997E-2,8.4932999999999995E-2,2.4125000000000001,2.1208999999999998,2.3980000000000001,2.7172000000000001,34.466000000000001,26.364999999999998,32.637999999999998,44.95]
[35.25,9.7388000000000002E-2,8.2197000000000006E-2,9.5334000000000002E-2,0.11656,6.2180999999999997,4.7586000000000004,6.1185,7.8650000000000002,52717,42430,52171,64336,16.459,15.406000000000001,16.454000000000001,17.521999999999998,99.6,99.751000000000005,100,100,5.5251999999999999,5.1398000000000001,5.5224000000000002,5.8996000000000004,0.30073,0.24726000000000001,0.29570000000000002,0.36213000000000001,33705,30698,33636,36650,0.40332000000000001,0.26352999999999999,0.35772999999999999,0.64992000000000005,2389.9,2178.8000000000002,2361.9,2638,4.1268000000000002,3.2162000000000002,3.9780000000000002,5.1802000000000001,1.5015000000000001,1.3266,1.4964,1.6740999999999999,29.541,21.8,28.818999999999999,38.235999999999997,97.31,90.926000000000002,97.281999999999996,104.22,39.064,23.774999999999999,39.189,53.707000000000001,4861.3,4527.8999999999996,4859.6000000000004,5193.6000000000004,7746.5,7072.9,7744.1,8436.2999999999993,206.56,145.19999999999999,212.71,274.88,6123.2,5671.1,6099.4,6576.4,47.095999999999997,35.664000000000001,45.18,61.957000000000001,4.1520000000000001,3.7633999999999999,4.1272000000000002,4.5587999999999997,5.3868,4.71,5.3148,6.1684999999999999,1.0007999999999999,0.80623999999999996,0.96611000000000002,1.2040999999999999,28085,26379,27906,29947,7.1427000000000004E-2,6.0524000000000001E-2,6.9500000000000006E-2,8.5092000000000001E-2,2.3811,2.0992000000000002,2.3746999999999998,2.6781000000000001,33.947000000000003,26.141999999999999,31.989000000000001,44.649000000000001]
[35.416699999999999,9.8199999999999996E-2,8.2933000000000007E-2,9.5910999999999996E-2,0.11792,6.2180999999999997,4.7586000000000004,6.1185,7.8650000000000002,52751,42430,52250,64469,16.452999999999999,15.398999999999999,16.443000000000001,17.486000000000001,99.694999999999993,99.287000000000006,100,100,5.5416999999999996,5.1504000000000003,5.5407000000000002,5.8944999999999999,0.30242999999999998,0.24925,0.29824000000000001,0.35943999999999998,33738,30888,33690,36635,0.40194999999999997,0.26379000000000002,0.35589999999999999,0.64751999999999998,2394,2186.1,2364.5,2637.4,4.1192000000000002,3.222,3.9845999999999999,5.1436000000000002,1.4962,1.3239000000000001,1.4886999999999999,1.6648000000000001,29.242999999999999,21.677,28.541,37.768999999999998,96.614999999999995,90.138999999999996,96.539000000000001,103.35,39.064,23.774999999999999,39.189,53.707000000000001,4820.5,4499.8,4816.1000000000004,5146.2,7675,7020.4,7663.5,8335,206.56,145.19999999999999,212.71,274.88,6023.8,5597.9,6006.1,6469.9,46.804000000000002,35.677,45.009,60.959000000000003,4.1158000000000001,3.7296,4.0918999999999999,4.5007000000000001,5.3617999999999997,4.7007000000000003,5.2933000000000003,6.0990000000000002,0.99938000000000005,0.80108000000000001,0.95899999999999996,1.1987000000000001,27705,26078,27548,29511,7.1474999999999997E-2,6.0624999999999998E-2,6.9697999999999996E-2,8.5309999999999997E-2,2.3704999999999998,2.0935999999999999,2.3553000000000002,2.6562999999999999,33.792999999999999,26.071999999999999,31.922999999999998,44.298000000000002]
[36.166699999999999,9.4174999999999995E-2,7.9362000000000002E-2,9.1082999999999997E-2,0.11541,6.2180999999999997,4.7586000000000004,6.1185,7.8650000000000002,52659,42430,52130,64213,15.958,14.99,15.949,17.001000000000001,99.444999999999993,97.971000000000004,100,100,5.3185000000000002,4.9303999999999997,5.3205999999999998,5.7037000000000004,0.29597000000000001,0.24226,0.29192000000000001,0.35459000000000002,32779,29994,32752,35705,0.37547000000000003,0.24465000000000001,0.33312000000000003,0.59426000000000001,2151.6999999999998,1973.5,2132.6999999999998,2353.1999999999998,3.9664999999999999,3.1941999999999999,3.8610000000000002,4.8634000000000004,1.4289000000000001,1.2496,1.4260999999999999,1.5956999999999999,26.795999999999999,20.635999999999999,26.126000000000001,34.17,88.201999999999998,82.620999999999995,87.876000000000005,94.269000000000005,39.064,23.774999999999999,39.189,53.707000000000001,4473.2,4196.1000000000004,4465.8999999999996,4774.5,6987.9,6416.3,6971.8,7587.6,206.56,145.19999999999999,212.71,274.88,5303.4,4927.3,5309.4,5664,44.445999999999998,34.997,43.079000000000001,57.029000000000003,3.8424999999999998,3.4838,3.8313999999999999,4.1811999999999996,5.1692,4.4764999999999997,5.0709999999999997,5.9371,0.93786999999999998,0.74895999999999996,0.89739000000000002,1.1489,25139,23672,25087,26705,6.8269999999999997E-2,5.6829999999999999E-2,6.5660999999999997E-2,8.1776000000000001E-2,2.2027999999999999,1.9307000000000001,2.1983000000000001,2.4813000000000001,31.327000000000002,24.513999999999999,29.715,41.412999999999997]
[36.916699999999999,9.1368000000000005E-2,7.5425000000000006E-2,8.7653999999999996E-2,0.11289,6.2180999999999997,4.7586000000000004,6.1185,7.8650000000000002,52311,42123,51737,63822,15.601000000000001,14.465999999999999,15.641,16.742000000000001,97.968999999999994,92.119,100,100,5.1593999999999998,4.7255000000000003,5.1723999999999997,5.5993000000000004,0.29049999999999998,0.23121,0.29132999999999998,0.35194999999999999,31977,28794,32020,35368,0.35104999999999997,0.22731999999999999,0.30913000000000002,0.54730000000000001,2001.6,1832,1995.2,2186.1,3.8273000000000001,3.0371999999999999,3.7281,4.6875,1.3723000000000001,1.1858,1.371,1.5488999999999999,24.684000000000001,19.190999999999999,23.997,31.131,82.164000000000001,76.692999999999998,82.06,88.203000000000003,39.064,23.774999999999999,39.189,53.707000000000001,4226.2,3928.9,4225.2,4533.3999999999996,6491.5,5952.7,6490.3,7086,206.56,145.19999999999999,212.71,274.88,4749.5,4400.3999999999996,4749.3,5078.7,42.322000000000003,33.43,41.195,53.780999999999999,3.6276000000000002,3.282,3.6333000000000002,3.9836999999999998,4.9771000000000001,4.2866999999999997,4.9340000000000002,5.7453000000000003,0.88561999999999996,0.69959000000000005,0.84062000000000003,1.0613999999999999,23188,21845,23163,24595,6.5291000000000002E-2,5.3780000000000001E-2,6.2811000000000006E-2,8.0631999999999995E-2,2.0436999999999999,1.7766,2.0411000000000001,2.3115000000000001,28.995000000000001,22.05,27.16,39.909999999999997]
[37.833300000000001,8.9289999999999994E-2,7.2666999999999995E-2,8.5914000000000004E-2,0.11286,6.2180999999999997,4.7586000000000004,6.1185,7.8650000000000002,52067,42082,51667,63893,15.273999999999999,14.243,15.335000000000001,16.315000000000001,97.483999999999995,91.08,100,100,5.0240999999999998,4.5932000000000004,5.0321999999999996,5.4440999999999997,0.28797,0.22931000000000001,0.28558,0.35138000000000003,31461,28491,31512,34382,0.32878000000000002,0.21187,0.28802,0.52780000000000005,1845.5,1680.9,1841.8,2022.7,3.7328000000000001,3.0158,3.6785999999999999,4.5274000000000001,1.3204,1.1512,1.3154999999999999,1.4984999999999999,22.446999999999999,17.405999999999999,22.032,28.204999999999998,76.293999999999997,70.661000000000001,76.102999999999994,81.926000000000002,39.064,23.774999999999999,39.189,53.707000000000001,3959.2,3690.8,3949.4,4255.3,5996.1,5515.2,5976.4,6493,206.56,145.19999999999999,212.71,274.88,4202.6000000000004,3878.3,4198.3999999999996,4507.6000000000004,40.722000000000001,32.527000000000001,39.814999999999998,50.481999999999999,3.4382999999999999,3.1194999999999999,3.4352999999999998,3.7641,4.7903000000000002,4.0736999999999997,4.7060000000000004,5.5997000000000003,0.84086000000000005,0.65866000000000002,0.79166000000000003,1.0338000000000001,21267,20060,21245,22606,6.2830999999999998E-2,5.0862999999999998E-2,6.0061000000000003E-2,7.8089000000000006E-2,1.9009,1.6516999999999999,1.8996999999999999,2.1349,26.795000000000002,20.077000000000002,25.027000000000001,36.927]
[38.5,8.9939000000000005E-2,7.3356000000000005E-2,8.5686999999999999E-2,0.11278000000000001,6.2180999999999997,4.7586000000000004,6.1185,7.8650000000000002,52626,42430,52130,64237,15.2,14.265000000000001,15.225,16.170000000000002,99.238,97.396000000000001,100,100,5.0380000000000003,4.6868999999999996,5.0510999999999999,5.3818000000000001,0.29379,0.23368,0.29104000000000002,0.35988999999999999,31816,29194,31816,34410,0.32297999999999999,0.20849000000000001,0.27923999999999999,0.52122999999999997,1785.1,1644.9,1774.4,1937.7,3.7704,3.1179999999999999,3.7248000000000001,4.4612999999999996,1.3184,1.1627000000000001,1.3158000000000001,1.4779,21.189,16.504000000000001,20.85,26.321000000000002,73.747,68.804000000000002,73.39,78.914000000000001,39.064,23.774999999999999,39.189,53.707000000000001,3781.3,3530.5,3774,4040.7,5745.9,5317.3,5738.1,6193.2,206.56,145.19999999999999,212.71,274.88,3922.1,3656.8,3916.6,4188.8999999999996,40.787999999999997,33.543999999999997,39.970999999999997,49.636000000000003,3.3793000000000002,3.0884999999999998,3.3721000000000001,3.6686999999999999,4.7350000000000003,4.0323000000000002,4.6826999999999996,5.5358999999999998,0.83399999999999996,0.65163000000000004,0.78522999999999998,1.0132000000000001,20254,19161,20222,21376,6.2923000000000007E-2,5.0853000000000002E-2,5.9783999999999997E-2,7.8626000000000001E-2,1.8641000000000001,1.6391,1.8644000000000001,2.0838999999999999,26.09,19.53,24.04,36.347999999999999]
[39.25,8.8436000000000001E-2,7.1204000000000003E-2,8.3920999999999996E-2,0.11115,6.2180999999999997,4.7586000000000004,6.1185,7.8650000000000002,52808,42430,52171,64748,15.096,14.209,15.12,16.047999999999998,99.796999999999997,100,100,100,4.9798999999999998,4.6372,4.9790000000000001,5.3305999999999996,0.29431000000000002,0.23318,0.29236000000000001,0.36326000000000003,31807,29211,31817,34476,0.31175999999999998,0.20008000000000001,0.26815,0.51202999999999999,1677.6,1558.4,1670.7,1810.2,3.7673000000000001,3.0922000000000001,3.7216999999999998,4.4531000000000001,1.3051999999999999,1.1411,1.3068,1.4638,20.018000000000001,15.589,19.911999999999999,24.643000000000001,70.656999999999996,66.164000000000001,70.436999999999998,75.134,39.064,23.774999999999999,39.189,53.707000000000001,3635.2,3414.4,3627.9,3867.9,5478.2,5094.5,5468,5881.2,206.56,145.19999999999999,212.71,274.88,3649.2,3411.1,3645.9,3900.9,40.518999999999998,33.709000000000003,39.783000000000001,48.798999999999999,3.3007,3.0110000000000001,3.2951000000000001,3.5939000000000001,4.6940999999999997,3.9731999999999998,4.6204999999999998,5.5010000000000003,0.80986000000000002,0.63182000000000005,0.76295000000000002,0.97884000000000004,19335,18352,19327,20366,6.1976999999999997E-2,4.9861999999999997E-2,5.8701999999999997E-2,7.7587000000000003E-2,1.7990999999999999,1.5809,1.7992999999999999,2.0211999999999999,24.966000000000001,18.347000000000001,22.763000000000002,35.136000000000003]
[40.25,8.6868000000000001E-2,6.8876000000000007E-2,8.1992999999999996E-2,0.11008,6.2180999999999997,4.7586000000000004,6.1185,7.8650000000000002,52760,42430,52250,64670,14.884,13.933999999999999,14.909000000000001,15.824,99.748000000000005,100,100,100,4.8910999999999998,4.5349000000000004,4.8874000000000004,5.2454999999999998,0.29178999999999999,0.22839999999999999,0.28894999999999998,0.36456,31396,28704,31558,33976,0.29726000000000002,0.18837000000000001,0.25407000000000002,0.49597000000000002,1601.5,1481.3,1600,1730.7,3.7031999999999998,3.0764999999999998,3.6549999999999998,4.4142999999999999,1.2723,1.0988,1.2695000000000001,1.4428000000000001,18.759,14.737,18.663,22.847000000000001,67.632000000000005,62.936,67.697000000000003,71.909000000000006,39.064,23.774999999999999,39.189,53.707000000000001,3428.2,3218.8,3426.5,3639.1,5216.1000000000004,4831.7,5204.5,5621.4,206.56,145.19999999999999,212.71,274.88,3391.1,3167.4,3398.3,3611.2,39.585999999999999,33.128999999999998,38.679000000000002,47.243000000000002,3.1818,2.8995000000000002,3.1854,3.4586000000000001,4.5837000000000003,3.8843999999999999,4.5282,5.4095000000000004,0.77986,0.60297000000000001,0.73262000000000005,0.98268,18394,17407,18406,19320,6.0366000000000003E-2,4.7955999999999999E-2,5.7265000000000003E-2,7.7038999999999996E-2,1.7112000000000001,1.4894000000000001,1.7161,1.9240999999999999,23.559000000000001,17.015999999999998,21.37,33.459000000000003]
[40.833300000000001,8.2557000000000005E-2,6.5023999999999998E-2,7.8290999999999999E-2,0.10725999999999999,6.2180999999999997,4.7586000000000004,6.1185,7.8650000000000002,51389,41718,50860,62510,14.472,13.497,14.494999999999999,15.47,95.813000000000002,88.4,98.048000000000002,100,4.6660000000000004,4.282,4.6566000000000001,5.0407999999999999,0.27626000000000001,0.21315999999999999,0.2732,0.34527999999999998,29741,26910,29742,32722,0.27490999999999999,0.17038,0.23741000000000001,0.45251999999999998,1548.8,1409,1547.2,1685.4,3.4575999999999998,2.8067000000000002,3.4119999999999999,4.2138999999999998,1.1913,1.0238,1.1900999999999999,1.3541000000000001,17.978000000000002,13.879,17.913,21.931999999999999,65.003,60.423000000000002,65.058999999999997,69.662999999999997,39.064,23.774999999999999,39.189,53.707000000000001,3191.2,2969.9,3195.4,3411.8,5045.8999999999996,4652.1000000000004,5028.3999999999996,5455.5,180.51,131.36000000000001,184.09,234.49,3236.5,2991.3,3245.5,3449.7,36.921999999999997,30.292000000000002,36.341999999999999,44.484000000000002,3.0057,2.7038000000000002,3.0238999999999998,3.2896999999999998,4.3597000000000001,3.6974999999999998,4.2762000000000002,5.1626000000000003,0.72916000000000003,0.56332000000000004,0.68206999999999995,0.89368000000000003,17789,16723,17837,18784,5.6448999999999999E-2,4.4735999999999998E-2,5.3532999999999997E-2,7.3539999999999994E-2,1.5738000000000001,1.3436999999999999,1.5794999999999999,1.8033999999999999,21.684999999999999,15.471,19.716000000000001,31.536000000000001]
[41,8.201E-2,6.4550999999999997E-2,7.7499999999999999E-2,0.10677,6.2180999999999997,4.7586000000000004,6.1185,7.8650000000000002,51842,42200,51268,62907,14.420999999999999,13.478,14.446999999999999,15.394,96.929000000000002,90.111999999999995,100,100,4.6485000000000003,4.2815000000000003,4.6424000000000003,5.0199999999999996,0.27565000000000001,0.21256,0.27277000000000001,0.34289999999999998,29707,26957,29724,32575,0.27276,0.16919999999999999,0.23549,0.44692999999999999,1527.5,1396.3,1523.4,1660.7,3.46,2.8256999999999999,3.4085000000000001,4.1886999999999999,1.1899,1.0266,1.1872,1.3522000000000001,17.734000000000002,13.743,17.675000000000001,21.622,64.399000000000001,59.972000000000001,64.513000000000005,68.915999999999997,39.064,23.774999999999999,39.189,53.707000000000001,3106.5,2890.2,3111.1,3327,4990.2,4607.2,4976.3,5379.4,170.61,125.04,173.42,220.05,3190.2,2953.3,3200.1,3399.2,36.887,30.428999999999998,36.421999999999997,44.228000000000002,2.9872000000000001,2.6962999999999999,3.004,3.2549999999999999,4.3598999999999997,3.6937000000000002,4.2740999999999998,5.1806000000000001,0.72382999999999997,0.55959000000000003,0.67473000000000005,0.88926000000000005,17611,16599,17665,18560,5.6188000000000002E-2,4.4652999999999998E-2,5.3108000000000002E-2,7.3347999999999997E-2,1.5619000000000001,1.3392999999999999,1.5694999999999999,1.7898000000000001,21.478999999999999,15.334,19.495000000000001,31.393000000000001]
[41.75,7.9688999999999996E-2,6.3015000000000002E-2,7.5302999999999995E-2,0.10202,6.2180999999999997,4.7586000000000004,6.1185,7.8650000000000002,51334,41832,50663,62332,14.195,13.358000000000001,14.14,15.148999999999999,95.643000000000001,88.400999999999996,96.944999999999993,100,4.5193000000000003,4.1657000000000002,4.5111999999999997,4.8959000000000001,0.26779999999999998,0.20907000000000001,0.26428000000000001,0.33317999999999998,28803,26038,28740,31607,0.25852999999999998,0.15892999999999999,0.22098000000000001,0.41921000000000003,1489.6,1359.2,1482.8,1622.4,3.3136000000000001,2.669,3.2896000000000001,3.9927999999999999,1.1325000000000001,0.98136999999999996,1.1256999999999999,1.292,17.013000000000002,13.249000000000001,17.036000000000001,20.777999999999999,62.561,58.698999999999998,62.392000000000003,66.804000000000002,39.064,23.774999999999999,39.189,53.707000000000001,2881.6,2684.1,2889.7,3082.6,4847.3,4481.6000000000004,4815.5,5238.3,141.54,105.89,142.09,178.37,3059.2,2843.9,3060.1,3274,35.319000000000003,28.844999999999999,35.063000000000002,42.600999999999999,2.8668,2.6110000000000002,2.8549000000000002,3.1320999999999999,4.194,3.5669,4.1151999999999997,4.9497999999999998,0.68983000000000005,0.52890000000000004,0.64851000000000003,0.84592000000000001,17145,16216,17123,18113,5.3922999999999999E-2,4.3005000000000002E-2,5.0867000000000002E-2,6.948E-2,1.4749000000000001,1.2773000000000001,1.4701,1.6769000000000001,20.236999999999998,14.196999999999999,18.347000000000001,29.222000000000001]
[42.5,7.9277E-2,6.2968999999999997E-2,7.4609999999999996E-2,0.10346,6.2180999999999997,4.7586000000000004,6.1185,7.8650000000000002,52213,42125,51737,63396,14.12,13.345000000000001,14.073,14.967000000000001,97.975999999999999,94.287000000000006,99.155000000000001,100,4.4995000000000003,4.1856,4.4951999999999996,4.8413000000000004,0.26762999999999998,0.20634,0.26343,0.33290999999999998,28747,26385,28673,31241,0.25329000000000002,0.15634000000000001,0.21554000000000001,0.41546,1469.9,1356,1462.1,1588.9,3.2978000000000001,2.6642999999999999,3.2542,3.9079999999999999,1.1144000000000001,0.97538000000000002,1.1075999999999999,1.2582,16.384,12.805,16.363,19.79,61.448999999999998,57.902000000000001,61.368000000000002,65.093999999999994,39.064,23.774999999999999,39.189,53.707000000000001,2685.1,2505.5,2686.5,2868.2,4738,4403,4717.8999999999996,5096.6000000000004,120.33,92.204999999999998,120.35,148.5,2960.5,2780.1,2958.8,3148.1,35.082000000000001,29.062999999999999,34.671999999999997,41.545000000000002,2.8147000000000002,2.5756999999999999,2.8054999999999999,3.0516000000000001,4.1306000000000003,3.5472000000000001,4.0439999999999996,4.8041999999999998,0.67820999999999998,0.51909000000000005,0.63800999999999997,0.84294000000000002,16755,15949,16721,17597,5.3442999999999997E-2,4.2522999999999998E-2,5.0249000000000002E-2,6.9168999999999994E-2,1.4454,1.2663,1.4392,1.6455,19.698,13.792999999999999,17.809999999999999,28.45]
[43.416699999999999,7.8293000000000001E-2,6.1961000000000002E-2,7.3260000000000006E-2,0.10223,6.2180999999999997,4.7586000000000004,6.1185,7.8650000000000002,52484,42430,52000,63604,14.061999999999999,13.201000000000001,14.032,14.935,98.82,95.834999999999994,100,100,4.4580000000000002,4.1456,4.4554,4.7732999999999999,0.26571,0.20491000000000001,0.26212999999999997,0.33104,28579,26174,28564,31053,0.24603,0.15337000000000001,0.20713000000000001,0.40539999999999998,1436.2,1328.6,1425.4,1551.6,3.2618,2.6402000000000001,3.2277,3.8603999999999998,1.0923,0.95704,1.0844,1.2272000000000001,15.715,12.337999999999999,15.705,18.984000000000002,60.250999999999998,56.497,60.185000000000002,64.114000000000004,39.064,23.774999999999999,39.189,53.707000000000001,2522.5,2353.1999999999998,2520,2680.5,4625.2,4288,4610.7,4985.6000000000004,100.99,80.680000000000007,101.14,122.38,2853.2,2682.2,2846.9,3032.5,34.646000000000001,29.085000000000001,34.267000000000003,41.06,2.7484999999999999,2.5243000000000002,2.7511000000000001,2.9763000000000002,4.0747,3.4476,3.9912000000000001,4.7731000000000003,0.66122999999999998,0.50597999999999999,0.61699000000000004,0.82101000000000002,16385,15586,16378,17226,5.2587000000000002E-2,4.1465000000000002E-2,4.8646000000000002E-2,6.9245000000000001E-2,1.4033,1.2228000000000001,1.393,1.5886,19.010999999999999,13.246,16.975999999999999,27.843]
[44.083300000000001,7.4931999999999999E-2,5.9570999999999999E-2,7.0272000000000001E-2,9.6837000000000006E-2,6.2180999999999997,4.7586000000000004,6.1185,7.8650000000000002,51898,42302,51150,62944,13.791,12.858000000000001,13.788,14.711,96.861000000000004,88.763000000000005,100,100,4.2958999999999996,3.9380999999999999,4.2908999999999997,4.6604999999999999,0.25556000000000001,0.19619,0.2487,0.32201000000000002,27588,24870,27639,30195,0.23236999999999999,0.14396999999999999,0.19558,0.39530999999999999,1363.9,1250.8,1361.2,1479.8,3.1301000000000001,2.5289000000000001,3.1088,3.7486000000000002,1.0468999999999999,0.90425999999999995,1.0434000000000001,1.1983999999999999,14.997,11.718999999999999,14.895,18.199000000000002,58.024000000000001,54.21,58.024000000000001,62.145000000000003,39.064,23.774999999999999,39.189,53.707000000000001,2417.4,2257,2410.4,2575.6999999999998,4455.2,4120.3999999999996,4442.8999999999996,4786.5,88.555000000000007,71.983000000000004,88.150999999999996,105.48,2721.5,2541.3000000000002,2720.9,2901.1,33.168999999999997,27.253,32.795999999999999,39.411000000000001,2.6257999999999999,2.3931,2.6194000000000002,2.8677999999999999,3.9788999999999999,3.3433999999999999,3.8929999999999998,4.7694999999999999,0.62563999999999997,0.48147000000000001,0.58118000000000003,0.77732999999999997,15903,15060,15921,16706,5.0167999999999997E-2,3.9258000000000001E-2,4.6642000000000003E-2,6.5807000000000004E-2,1.321,1.1452,1.3165,1.5122,17.867999999999999,12.467000000000001,15.944000000000001,26.15]
[44.916699999999999,7.3661000000000004E-2,5.7943000000000001E-2,6.8710999999999994E-2,9.5828999999999998E-2,6.2180999999999997,4.7586000000000004,6.1185,7.8650000000000002,51262,41874,50532,62236,13.699,12.698,13.718999999999999,14.641,95.093000000000004,85.935000000000002,98.150999999999996,100,4.2210000000000001,3.8428,4.2480000000000002,4.6063000000000001,0.25041999999999998,0.19312000000000001,0.24432000000000001,0.31718000000000002,27045,24051,27131,29869,0.22339000000000001,0.13475999999999999,0.18986,0.37222,1345.3,1219.0999999999999,1343.6,1484.3,3.0371000000000001,2.4434999999999998,3.0325000000000002,3.6141000000000001,1.014,0.86175000000000002,1.0150999999999999,1.1535,14.45,11.346,14.427,17.582999999999998,57.070999999999998,52.591000000000001,57.061,61.49,39.064,23.774999999999999,39.189,53.707000000000001,2346.6,2192.4,2336.4,2487.1,4370.2,4030.9,4349.5,4716.6000000000004,81.323999999999998,67.364000000000004,80.456000000000003,95.789000000000001,2642.5,2449.9,2632.7,2835.3,32.142000000000003,26.437000000000001,31.928999999999998,37.789000000000001,2.5402,2.2738999999999998,2.552,2.7978000000000001,3.9020000000000001,3.2793999999999999,3.8041,4.6749999999999998,0.60375999999999996,0.45706999999999998,0.56571000000000005,0.75846999999999998,15639,14762,15614,16490,4.8819000000000001E-2,3.8009000000000001E-2,4.5643999999999997E-2,6.4102999999999993E-2,1.268,1.0697000000000001,1.2689999999999999,1.4557,17.117999999999999,11.795,15.301,25.558]
[45.666699999999999,7.3870000000000005E-2,5.8271999999999997E-2,6.8737000000000006E-2,9.6301999999999999E-2,6.2180999999999997,4.7586000000000004,6.1185,7.8650000000000002,51605,42106,50977,62650,13.731,12.763,13.74,14.577999999999999,95.856999999999999,89.320999999999998,97.828000000000003,100,4.2210999999999999,3.8559999999999999,4.2243000000000004,4.6074000000000002,0.25146000000000002,0.19314999999999999,0.24553,0.31711,27067,24387,27024,29777,0.22101000000000001,0.13522000000000001,0.18643999999999999,0.37097000000000002,1341.4,1224.5999999999999,1331.9,1466.8,3.0225,2.4047000000000001,3.0270000000000001,3.5988000000000002,1.0021,0.85374000000000005,1.0043,1.1399999999999999,14.051,11.09,14.125999999999999,17,56.764000000000003,52.781999999999996,56.656999999999996,60.622,39.063000000000002,23.774999999999999,39.189,53.707000000000001,2293.1999999999998,2146.6,2274.6,2429.1,4320.8999999999996,3996.9,4290.6000000000004,4662.1000000000004,76.745999999999995,64.114999999999995,75.034000000000006,91.989000000000004,2595.3000000000002,2420.5,2587.4,2785.5,31.988,26.332999999999998,31.693000000000001,38.033000000000001,2.5063,2.2475999999999998,2.5124,2.7431999999999999,3.8681999999999999,3.2881,3.7827000000000002,4.6123000000000003,0.59855999999999998,0.45567999999999997,0.56035000000000001,0.74990999999999997,15496,14640,15408,16342,4.8845E-2,3.7835000000000001E-2,4.5603999999999999E-2,6.4703999999999998E-2,1.2563,1.0670999999999999,1.2549999999999999,1.4414,16.891999999999999,11.599,14.974,25.356999999999999]
[46.416699999999999,7.4602000000000002E-2,5.8649E-2,6.9487999999999994E-2,9.7262000000000001E-2,6.2180999999999997,4.7586000000000004,6.1185,7.8650000000000002,52374,42430,51957,63747,13.835000000000001,12.936999999999999,13.772,14.711,98.007000000000005,92.959000000000003,100,100,4.2606000000000002,3.9394,4.2568000000000001,4.6067999999999998,0.25535000000000002,0.19399,0.25105,0.32307000000000002,27407,24901,27402,29820,0.22191,0.13617000000000001,0.18742,0.37107000000000001,1338.3,1228,1332.4,1458.7,3.0573999999999999,2.4582999999999999,3.0697000000000001,3.6242999999999999,1.0069999999999999,0.87092000000000003,1.0026999999999999,1.1412,13.704000000000001,10.895,13.711,16.471,56.816000000000003,53.033000000000001,56.6,60.470999999999997,39.064,23.774999999999999,39.189,53.707000000000001,2246.1999999999998,2084.1,2209.9,2381.9,4289.5,3964.6,4242.7,4633.3999999999996,73.421000000000006,61.692999999999998,70.828999999999994,87.483999999999995,2559.8000000000002,2401.4,2541.3000000000002,2731.9,32.32,27.201000000000001,32.179000000000002,38.161999999999999,2.4992999999999999,2.2616000000000001,2.508,2.7202999999999999,3.8871000000000002,3.3391999999999999,3.7961999999999998,4.6239999999999997,0.60121999999999998,0.46071000000000001,0.55769999999999997,0.75344,15399,14541,15270,16171,4.938E-2,3.8155000000000001E-2,4.5907000000000003E-2,6.5365000000000006E-2,1.2647999999999999,1.0794999999999999,1.2665999999999999,1.4518,16.91,11.603999999999999,14.872999999999999,25.422999999999998]
[46.583300000000001,7.3265999999999998E-2,5.7331E-2,6.8586999999999995E-2,9.5318E-2,6.2180999999999997,4.7586000000000004,6.1185,7.8650000000000002,51670,42200,51278,62620,13.707000000000001,12.766,13.666,14.624000000000001,96.043999999999997,89.968000000000004,98.210999999999999,100,4.1826999999999996,3.8207,4.1877000000000004,4.5354000000000001,0.25017,0.19006999999999999,0.24573,0.31646999999999997,26836,24285,26870,29355,0.21597,0.13167999999999999,0.18360000000000001,0.36558000000000002,1320.4,1206.8,1318.4,1432.3,2.9750999999999999,2.3853,2.9861,3.5825,0.98265999999999998,0.84470999999999996,0.97536999999999996,1.1218999999999999,13.497999999999999,10.734,13.471,16.256,56.091999999999999,52.054000000000002,55.853000000000002,59.804000000000002,39.064,23.774999999999999,39.189,53.707000000000001,2238.3000000000002,2075.3000000000002,2201.1,2363.3000000000002,4242.3,3904,4204.8999999999996,4572.2,72.481999999999999,60.905999999999999,69.926000000000002,86.427999999999997,2523.4,2348.6,2509.1999999999998,2697.9,31.443999999999999,26.103999999999999,31.279,37.256999999999998,2.4426000000000001,2.1981999999999999,2.4392999999999998,2.6760000000000002,3.8243999999999998,3.2812999999999999,3.7442000000000002,4.5147000000000004,0.58703000000000005,0.44690000000000002,0.54491000000000001,0.73692000000000002,15262,14385,15125,16053,4.8212999999999999E-2,3.7039000000000002E-2,4.4755000000000003E-2,6.4016000000000003E-2,1.2278,1.0404,1.2330000000000001,1.4247000000000001,16.439,11.212999999999999,14.47,24.66]
[47.333300000000001,7.3750999999999997E-2,5.7688999999999997E-2,6.8706000000000003E-2,9.7546999999999995E-2,6.2180999999999997,4.7586000000000004,6.1185,7.8650000000000002,52244,42340,51987,63660,13.87,12.891999999999999,13.77,14.824999999999999,97.656000000000006,91.198999999999998,100,100,4.2157999999999998,3.8452000000000002,4.2218,4.5457999999999998,0.25409999999999999,0.18987000000000001,0.24951999999999999,0.32490999999999998,27196,24567,27342,29533,0.21689,0.13139000000000001,0.18248,0.36778,1304.5,1191.0999999999999,1304.3,1412.2,3.0135000000000001,2.3824999999999998,3.0335000000000001,3.6046,0.98994000000000004,0.84357000000000004,0.98931999999999998,1.1323000000000001,13.180999999999999,10.55,13.066000000000001,15.843999999999999,56.000999999999998,51.848999999999997,55.773000000000003,59.927,39.064,23.774999999999999,39.189,53.707000000000001,2209.1999999999998,2024.1,2143.3000000000002,2359.4,4216.6000000000004,3861.5,4147.7,4550.2,68.602000000000004,57.838000000000001,66.412000000000006,81.457999999999998,2486.1999999999998,2303.1999999999998,2464.6,2659.1,31.818000000000001,26.363,31.802,37.374000000000002,2.4376000000000002,2.2050000000000001,2.4443999999999999,2.6497999999999999,3.8734000000000002,3.3372000000000002,3.8174000000000001,4.5640999999999998,0.59011999999999998,0.44263000000000002,0.54922000000000004,0.73512,15226,14283,14986,16037,4.8764000000000002E-2,3.7335E-2,4.5456999999999997E-2,6.4223000000000002E-2,1.2365999999999999,1.0368999999999999,1.2452000000000001,1.4251,16.451000000000001,11.201000000000001,14.5,24.951000000000001]
[48.083300000000001,7.1379999999999999E-2,5.5599000000000003E-2,6.6263000000000002E-2,9.6492999999999995E-2,6.2180999999999997,4.7586000000000004,6.1185,7.8650000000000002,51560,42082,51164,62453,13.718,12.613,13.577999999999999,14.715,95.182000000000002,83.34,99.861000000000004,100,4.0837000000000003,3.6798000000000002,4.1035000000000004,4.4436999999999998,0.24585000000000001,0.18207000000000001,0.2389,0.31570999999999999,26315,23439,26482,29074,0.20627000000000001,0.12279,0.17396,0.34639999999999999,1259,1126.5,1254.7,1377.1,2.8866999999999998,2.2559999999999998,2.9116,3.4670999999999998,0.95270999999999995,0.79923,0.95591000000000004,1.1075999999999999,12.571999999999999,10.029,12.458,15.073,54.476999999999997,50.024000000000001,54.006,58.677999999999997,39.064,23.774999999999999,39.189,53.707000000000001,2180.5,1974.4,2086.8000000000002,2348.9,4107.6000000000004,3709.6,4033.6,4423.8999999999996,65.22,54.512999999999998,62.923000000000002,78.111000000000004,2392.6,2186.1,2363.9,2575.6,30.388999999999999,24.721,30.504000000000001,36.234999999999999,2.3239999999999998,2.0756000000000001,2.3292000000000002,2.5640000000000001,3.8050999999999999,3.206,3.7382,4.5377999999999998,0.56450999999999996,0.42049999999999998,0.52683000000000002,0.71223000000000003,14945,13830,14589,15824,4.6766000000000002E-2,3.5652999999999997E-2,4.3694999999999998E-2,6.2219000000000003E-2,1.17,0.95089999999999997,1.1815,1.3735999999999999,15.538,10.323,13.734,23.608000000000001]
[48.916699999999999,7.0910000000000001E-2,5.5170999999999998E-2,6.5989999999999993E-2,9.3937000000000007E-2,6.2180999999999997,4.7586000000000004,6.1185,7.8650000000000002,51022,41761,50486,61445,13.750999999999999,12.476000000000001,13.503,15.117000000000001,93.569000000000003,79.762,97.183999999999997,100,4.0355999999999996,3.6387999999999998,4.0286,4.4432999999999998,0.24304999999999999,0.18032000000000001,0.23665,0.31313999999999997,25907,23115,25922,28779,0.19974,0.12014,0.16938,0.33705000000000002,1256.9000000000001,1123.8,1250,1394.3,2.8041,2.1185999999999998,2.8496999999999999,3.3948999999999998,0.92984,0.77217999999999998,0.93240000000000001,1.0803,12.138,9.7143999999999995,11.951000000000001,14.592000000000001,54.103999999999999,49.298999999999999,53.87,58.445,39.064,23.774999999999999,39.189,53.707000000000001,2181.4,1948,2058.8000000000002,2590.4,4080.1,3633.6,3955.3,4499,65.12,53.738,62.48,80.165999999999997,2348.6,2135.6,2301.5,2565.6,29.443000000000001,23.338999999999999,29.606999999999999,35.159999999999997,2.2498,1.9923999999999999,2.2469999999999999,2.5047999999999999,3.7684000000000002,3.1903999999999999,3.7101999999999999,4.4589999999999996,0.55289999999999995,0.41258,0.51649999999999996,0.68901000000000001,14881,13675,14397,16450,4.5828000000000001E-2,3.5032000000000001E-2,4.2526000000000001E-2,6.0310000000000002E-2,1.1315999999999999,0.89053000000000004,1.143,1.3411,14.994,10.103,13.346,22.675000000000001]
[49.666699999999999,7.1375999999999995E-2,5.5805E-2,6.6531999999999994E-2,9.3520000000000006E-2,6.2180999999999997,4.7586000000000004,6.1185,7.8650000000000002,51050,41513,50534,61847,13.868,12.634,13.566000000000001,15.584,93.471999999999994,80.739999999999995,97.012,100,4.0408999999999997,3.6537000000000002,4.0492999999999997,4.4211999999999998,0.24435999999999999,0.18343999999999999,0.23945,0.31508999999999998,25935,23018,26133,28675,0.19830999999999999,0.1174,0.16736999999999999,0.32399,1257.5999999999999,1130.2,1251.2,1380.1,2.7829999999999999,2.0991,2.8485999999999998,3.3759999999999999,0.92208999999999997,0.75187999999999999,0.92974000000000001,1.0767,11.815,9.4321000000000002,11.484999999999999,14.138999999999999,54.085999999999999,49.218000000000004,53.523000000000003,58.582999999999998,39.063000000000002,23.774999999999999,39.189,53.707000000000001,2180.4,1918.5,2030.7,2761.1,4071.2,3625.8,3927.7,4522.5,65.122,53.448,61.66,79.888000000000005,2321.5,2116.6999999999998,2272.1,2534.5,29.216999999999999,22.663,29.727,34.658000000000001,2.2176999999999998,1.9591000000000001,2.2330000000000001,2.4571000000000001,3.7631000000000001,3.2176,3.6880000000000002,4.4515000000000002,0.55298999999999998,0.40689999999999998,0.51563000000000003,0.68784999999999996,14876,13511,14272,17338,4.5941999999999997E-2,3.4668999999999998E-2,4.2809E-2,5.9484000000000002E-2,1.1244000000000001,0.87544999999999995,1.1427,1.337,14.859,9.8740000000000006,13.265000000000001,22.652000000000001]
[50.5,7.1478E-2,5.5825E-2,6.6569000000000003E-2,9.5135999999999998E-2,6.2180999999999997,4.7586000000000004,6.1185,7.8650000000000002,51311,41906,50809,62189,13.973000000000001,12.657999999999999,13.555,16.132999999999999,93.522999999999996,77.218000000000004,98.251000000000005,100,4.0292000000000003,3.6579000000000002,4.0311000000000003,4.3708999999999998,0.24439,0.18547,0.23963000000000001,0.31375999999999998,25846,22927,26065,28397,0.19522999999999999,0.11584999999999999,0.16702,0.31761,1256.9000000000001,1129.9000000000001,1240.3,1391.7,2.7465000000000002,1.9773000000000001,2.8155999999999999,3.3262,0.91139000000000003,0.74009000000000003,0.92915000000000003,1.0628,11.396000000000001,9.1430000000000007,11.055999999999999,13.676,53.988,49.453000000000003,53.146000000000001,59.088999999999999,39.064,23.774999999999999,39.189,53.707000000000001,2179.1,1880.8,1994.8,2931.7,4050.2,3600.6,3867.8,4680.6000000000004,64.558999999999997,52.365000000000002,60.939,82.284000000000006,2282.9,2076.5,2217.1,2560.1999999999998,28.797999999999998,21.513000000000002,29.541,34.19,2.1688999999999998,1.9235,2.1829999999999998,2.3944999999999999,3.7610999999999999,3.2097000000000002,3.7061999999999999,4.4236000000000004,0.54844000000000004,0.40715000000000001,0.50980000000000003,0.68794999999999995,14845,13369,14062,18134,4.5794000000000001E-2,3.4685000000000001E-2,4.2673000000000003E-2,5.8951000000000003E-2,1.1083000000000001,0.80978000000000006,1.1454,1.3186,14.599,9.4507999999999992,12.989000000000001,22.305]
[51.25,7.0910000000000001E-2,5.5164999999999999E-2,6.6180000000000003E-2,9.4905000000000003E-2,6.2180999999999997,4.7586000000000004,6.1185,7.8650000000000002,51311,41922,50828,62189,14.159000000000001,12.702999999999999,13.632999999999999,17.093,93.304000000000002,73.992999999999995,100,100,3.9962,3.6116999999999999,4.0103999999999997,4.3692000000000002,0.24476999999999999,0.18503,0.23823,0.31546999999999997,25799,22734,26070,28491,0.19211,0.11366,0.1646,0.31697999999999998,1211.8,1090.5999999999999,1190.2,1340.1,2.7176999999999998,1.8655999999999999,2.8353000000000002,3.3229000000000002,0.90307000000000004,0.70809999999999995,0.92488999999999999,1.0586,10.988,8.7836999999999996,10.664,13.221,53.399000000000001,48.710999999999999,52.482999999999997,58.92,39.064,23.774999999999999,39.189,53.707000000000001,2186.1,1842.8,1950,3168,3996.7,3516.1,3779.4,4830.5,60.543999999999997,49.44,56.857999999999997,76.655000000000001,2224,2008.2,2154,2535.6,28.495999999999999,20.209,29.643999999999998,34.33,2.1221000000000001,1.8535999999999999,2.1410999999999998,2.3567,3.8018000000000001,3.2431999999999999,3.7410999999999999,4.3917000000000002,0.54125000000000001,0.40001999999999999,0.50402000000000002,0.68157000000000001,14846,13214,13907,18808,4.5657000000000003E-2,3.4484000000000001E-2,4.2120999999999999E-2,5.9970999999999997E-2,1.0922000000000001,0.75187000000000004,1.1351,1.3166,14.324999999999999,9.0701000000000001,12.792,22.285]
[52,6.9569000000000006E-2,5.3767000000000002E-2,6.5297999999999995E-2,9.1572000000000001E-2,6.2180999999999997,4.7586000000000004,6.1185,7.8650000000000002,50461,41347,49754,61527,14.170999999999999,12.471,13.53,17.420999999999999,90.072999999999993,70.534000000000006,95.331000000000003,100,3.9083000000000001,3.4977999999999998,3.8929,4.3369999999999997,0.23876,0.18023,0.23244999999999999,0.30870999999999998,25073,21733,25228,28102,0.18254999999999999,0.10591,0.15989999999999999,0.30192000000000002,1203.5999999999999,1072.3,1187,1345.5,2.5893000000000002,1.7213000000000001,2.6715,3.2488999999999999,0.87278999999999995,0.65896999999999994,0.88707999999999998,1.0457000000000001,10.49,8.4038000000000004,10.114000000000001,12.8,52.747,47.378,51.962000000000003,59.337000000000003,39.064,23.774999999999999,39.189,53.707000000000001,2208.3000000000002,1812.5,1936.4,3228.1,3977.7,3412.3,3711.9,4997.1000000000004,61.777999999999999,48.878,57.671999999999997,79.269000000000005,2178.1999999999998,1925.9,2100.4,2546.9,27.026,18.466000000000001,27.969000000000001,33.167999999999999,2.0183,1.7306999999999999,2.0257999999999998,2.2934999999999999,3.7623000000000002,3.1749999999999998,3.6743000000000001,4.4431000000000003,0.52142999999999995,0.38339000000000001,0.48387999999999998,0.66374,14825,12876,13780,19449,4.4052000000000001E-2,3.2822999999999998E-2,4.0835000000000003E-2,5.8177E-2,1.0331999999999999,0.69084999999999996,1.0645,1.2846,13.567,8.3568999999999996,12.308999999999999,21.315000000000001]
[52.833300000000001,6.9075999999999999E-2,5.4167E-2,6.4450999999999994E-2,9.0154999999999999E-2,6.2180999999999997,4.7586000000000004,6.1185,7.8650000000000002,49737,40935,48737,60129,14.291,12.417,13.555999999999999,17.741,87.685000000000002,66.245000000000005,92.486000000000004,100,3.8506999999999998,3.3799000000000001,3.8405,4.3068,0.23605999999999999,0.18076,0.22863,0.30431000000000002,24605,21043,24756,27966,0.17599000000000001,0.10073,0.15390999999999999,0.28617999999999999,1197.9000000000001,1050.5,1175.8,1379.3,2.4817999999999998,1.5556000000000001,2.5968,3.1736,0.84582000000000002,0.63612000000000002,0.85053999999999996,1.0342,10.013999999999999,8.0656999999999996,9.6100999999999992,12.239000000000001,52.517000000000003,46.637999999999998,51.301000000000002,60.677999999999997,39.064,23.774999999999999,39.189,53.707000000000001,2237.4,1795,1921.2,3314.8,3965.6,3340.5,3677,5120.6000000000004,61.906999999999996,48.491999999999997,57.326999999999998,81.736999999999995,2135.5,1856.8,2042.4,2576.5,25.882999999999999,16.960999999999999,27.032,32.408999999999999,1.9317,1.6126,1.9398,2.2363,3.7355999999999998,3.1728999999999998,3.6692999999999998,4.4160000000000004,0.50953000000000004,0.36856,0.47869,0.66517000000000004,14854,12661,13563,19607,4.3152000000000003E-2,3.1682000000000002E-2,4.0278000000000001E-2,5.7822999999999999E-2,0.99265000000000003,0.62353999999999998,1.0293000000000001,1.2672000000000001,13.042,7.7939999999999996,11.816000000000001,19.949000000000002]
[52.916699999999999,6.9109000000000004E-2,5.4094000000000003E-2,6.4490000000000006E-2,9.0435000000000001E-2,6.2180999999999997,4.7586000000000004,6.1185,7.8650000000000002,49885,41086,48880,60227,14.336,12.441000000000001,13.569000000000001,17.829999999999998,87.900999999999996,66.06,93.206999999999994,100,3.8549000000000002,3.3856999999999999,3.8523999999999998,4.3034999999999997,0.23646,0.18121999999999999,0.22928000000000001,0.30492999999999998,24654,21026,24790,28029,0.17599999999999999,0.10056,0.15332999999999999,0.28622999999999998,1194.9000000000001,1048.5,1171.9000000000001,1370,2.4870000000000001,1.5423,2.6052,3.1762000000000001,0.84848000000000001,0.63344999999999996,0.85750000000000004,1.0379,9.9755000000000003,8.0429999999999993,9.5634999999999994,12.178000000000001,52.545000000000002,46.689,51.253,60.670999999999999,39.064,23.774999999999999,39.189,53.707000000000001,2240.4,1788.9,1918.1,3327.2,3962.6,3332.3,3674.5,5116.7,61.576999999999998,48.197000000000003,56.829000000000001,80.786000000000001,2131.4,1850.2,2036.1,2573.9,25.917999999999999,16.898,27.138999999999999,32.439,1.9298999999999999,1.6106,1.9409000000000001,2.2389999999999999,3.7549000000000001,3.1850000000000001,3.6793999999999998,4.4485999999999999,0.50975000000000004,0.36835000000000001,0.47876000000000002,0.66364000000000001,14872,12648,13568,19641,4.3206000000000001E-2,3.1725999999999997E-2,4.0368000000000001E-2,5.8025E-2,0.99280000000000002,0.61689000000000005,1.0269999999999999,1.2694000000000001,13.039,7.7069999999999999,11.808999999999999,19.989000000000001]
[53.666699999999999,6.9864999999999997E-2,5.5134000000000002E-2,6.5277000000000002E-2,9.0649999999999994E-2,6.2180999999999997,4.7586000000000004,6.1185,7.8650000000000002,50082,41200,48947,61320,14.648,12.593999999999999,13.731999999999999,18.544,87.685000000000002,63.859000000000002,93.391999999999996,100,3.8725000000000001,3.4415,3.8683000000000001,4.3014999999999999,0.23880000000000001,0.18024000000000001,0.23154,0.30423,24712,21164,24865,27952,0.17476,9.8362000000000005E-2,0.15271999999999999,0.28522999999999998,1212.4000000000001,1051.5999999999999,1190.3,1406.2,2.4474999999999998,1.4360999999999999,2.5628000000000002,3.1802000000000001,0.84053,0.61589000000000005,0.84375,1.0325,9.6620000000000008,7.8388,9.2426999999999992,12.193,53.069000000000003,47.2,51.875999999999998,61.603999999999999,39.064,23.774999999999999,39.189,53.707000000000001,2290.4,1769.5,1903.2,3474,4014.9,3352.9,3665.4,5181.8999999999996,63.142000000000003,47.753,58.494,82.456000000000003,2126.6,1838.1,2032.3,2604.4,25.465,15.750999999999999,26.79,32.737000000000002,1.8867,1.5666,1.9046000000000001,2.1838000000000002,3.7879999999999998,3.2075999999999998,3.7071999999999998,4.423,0.50929999999999997,0.36919999999999997,0.47565000000000002,0.65378999999999998,15117,12644,13593,20479,4.3372000000000001E-2,3.1745000000000002E-2,4.0288999999999998E-2,5.8534999999999997E-2,0.97907999999999995,0.57562000000000002,1.0289999999999999,1.2685,12.891,7.6452,11.694000000000001,20.815000000000001]
[54.5,6.9906999999999997E-2,5.5524999999999998E-2,6.5481999999999999E-2,9.0185000000000001E-2,6.2180999999999997,4.7586000000000004,6.1185,7.8650000000000002,50166,41550,48968,61482,14.945,12.711,13.928000000000001,19.047000000000001,86.606999999999999,62.006,94.5,100,3.8489,3.4336000000000002,3.8685999999999998,4.2506000000000004,0.23916000000000001,0.18176,0.23157,0.30797999999999998,24518,20887,24756,27779,0.17052,9.4537999999999997E-2,0.14618,0.27298,1210.3,1049.2,1185.0999999999999,1402.6,2.3694999999999999,1.3740000000000001,2.4702000000000002,3.1520000000000001,0.82228000000000001,0.60531000000000001,0.83116000000000001,1.0126999999999999,9.2083999999999993,7.5780000000000003,8.7670999999999992,11.749000000000001,53.168999999999997,47.429000000000002,51.744999999999997,62.048000000000002,39.064,23.774999999999999,39.189,53.707000000000001,2341.1,1738.9,1910.4,3541.2,4028.1,3293,3647.8,5296.5,63.232999999999997,48.493000000000002,58.220999999999997,83.591999999999999,2095.3000000000002,1809.5,1994.6,2562.9,24.605,14.461,26.11,32.267000000000003,1.8122,1.4702,1.8376999999999999,2.1236000000000002,3.8136999999999999,3.2616999999999998,3.7511999999999999,4.4092000000000002,0.50146999999999997,0.36165000000000003,0.47127999999999998,0.65242,15303,12505,13599,20882,4.2935000000000001E-2,3.1627000000000002E-2,4.0289999999999999E-2,5.8025E-2,0.94825999999999999,0.54486999999999997,1.0039,1.2639,12.516999999999999,7.1231999999999998,11.326000000000001,20.56]
[55.25,6.9176000000000001E-2,5.4837999999999998E-2,6.4935000000000007E-2,9.0848999999999999E-2,6.2180999999999997,4.7586000000000004,6.1185,7.8650000000000002,50007,41384,48755,61029,15.268000000000001,12.669,14.237,19.381,85.356999999999999,61.139000000000003,90.998000000000005,100,3.7951999999999999,3.3574000000000002,3.8182999999999998,4.2460000000000004,0.2389,0.18301000000000001,0.23169000000000001,0.30768000000000001,24275,20624,24519,27803,0.16533,8.8535000000000003E-2,0.14319000000000001,0.26943,1166.3,1017.4,1136.7,1341.1,2.2888999999999999,1.2565999999999999,2.3976999999999999,3.1629999999999998,0.80323,0.58521000000000001,0.80823999999999996,1.002,8.7584,7.2237999999999998,8.3317999999999994,11.005000000000001,52.787999999999997,47.066000000000003,51.38,61.85,39.063000000000002,23.774999999999999,39.189,53.707000000000001,2391.4,1710.8,2007.2,3569.3,3999.7,3226.6,3612.6,5388.8,60.067,45.877000000000002,55.216999999999999,79.256,2040.1,1739.8,1936.7,2504.4,23.77,13.561999999999999,25.227,32.296999999999997,1.7337,1.3553999999999999,1.7471000000000001,2.0979999999999999,3.8614000000000002,3.3007,3.8182,4.4577,0.49014000000000002,0.35256999999999999,0.45913999999999999,0.64500999999999997,15478,12360,13694,21025,4.2381000000000002E-2,3.1252000000000002E-2,3.9725999999999997E-2,5.7813999999999997E-2,0.91405000000000003,0.51615999999999995,0.95823999999999998,1.2486999999999999,12.074999999999999,6.7172999999999998,10.962999999999999,19.643000000000001]
[56.083300000000001,6.7932999999999993E-2,5.4186999999999999E-2,6.4413999999999999E-2,8.7433999999999998E-2,6.2180999999999997,4.7586000000000004,6.1185,7.8650000000000002,49145,41130,47910,60095,15.414,12.641999999999999,14.558999999999999,19.338000000000001,81.643000000000001,57.155000000000001,83.977000000000004,100,3.7027000000000001,3.2343999999999999,3.6968000000000001,4.1753999999999998,0.23347000000000001,0.18237,0.22564000000000001,0.29891000000000001,23529,19669,23504,27363,0.15573999999999999,8.3860000000000004E-2,0.13589999999999999,0.26404,1158,987.98,1137.0999999999999,1361.4,2.14,1.1649,2.1720000000000002,3.0933000000000002,0.76780000000000004,0.54845999999999995,0.75788999999999995,0.98709999999999998,8.1708999999999996,6.6631999999999998,7.8060999999999998,10.196999999999999,52.305,45.398000000000003,51.05,60.59,39.063000000000002,23.774999999999999,39.189,53.707000000000001,2439.1999999999998,1685.3,2209.6999999999998,3583.7,3983.9,3155.8,3575.8,5274.6,61.058999999999997,46.09,56.823,81.632000000000005,1989.6,1663.3,1891.7,2459.8000000000002,22.116,12.106999999999999,22.898,31.521999999999998,1.6084000000000001,1.224,1.5821000000000001,2.0173000000000001,3.8382999999999998,3.2376999999999998,3.8191999999999999,4.4530000000000003,0.47009000000000001,0.33851999999999999,0.43630000000000002,0.62882000000000005,15564,12112,13944,20740,4.0763000000000001E-2,3.0172999999999998E-2,3.8774999999999997E-2,5.4191999999999997E-2,0.84758,0.46311000000000002,0.85082000000000002,1.2272000000000001,11.285,6.1807999999999996,10.375,18.672999999999998]
[56.833300000000001,6.7131999999999997E-2,5.3261999999999997E-2,6.3703999999999997E-2,8.5721000000000006E-2,6.2180999999999997,4.7586000000000004,6.1185,7.8650000000000002,48264,40359,47278,58932,15.497,12.526,14.805,19.363,78.674000000000007,54.674999999999997,80.626999999999995,100,3.6265999999999998,3.1606000000000001,3.6305000000000001,4.1089000000000002,0.22963,0.17988000000000001,0.22058,0.29520000000000002,22883,19112,22833,26702,0.1484,7.8048000000000006E-2,0.13161999999999999,0.24229999999999999,1156.8,977.75,1133.5999999999999,1351.5,2.0106999999999999,1.0760000000000001,1.9812000000000001,2.9817999999999998,0.73614000000000002,0.51724999999999999,0.71814999999999996,0.97377999999999998,7.6528,6.2108999999999996,7.3876999999999997,9.4678000000000004,51.929000000000002,44.968000000000004,50.978000000000002,60.542999999999999,39.063000000000002,23.774999999999999,39.189,53.707000000000001,2473.1,1676.7,2378,3550.3,3978.9,3104.7,3646.7,5269.4,62.67,45.569000000000003,58.357999999999997,83.406999999999996,1954.2,1614.7,1863.2,2437.5,20.693000000000001,11.15,20.577999999999999,30.032,1.4999,1.1158999999999999,1.4678,1.9236,3.8001,3.2343000000000002,3.7791000000000001,4.4229000000000003,0.45379999999999998,0.33091999999999999,0.42315999999999998,0.61109999999999998,15627,12069,14758,20739,3.9521000000000001E-2,2.8937999999999998E-2,3.7145999999999998E-2,5.2364000000000001E-2,0.79576000000000002,0.41950999999999999,0.78444000000000003,1.1829000000000001,10.667999999999999,5.7579000000000002,9.7782999999999998,17.77]
[57.583300000000001,6.7946000000000006E-2,5.4015000000000001E-2,6.4371999999999999E-2,8.6558999999999997E-2,6.2180999999999997,4.7586000000000004,6.1185,7.8650000000000002,48691,40584,47674,59272,15.89,12.757,15.648,19.622,78.38,54.554000000000002,78.42,100,3.6355,3.1585999999999999,3.6509,4.0899000000000001,0.23216999999999999,0.18217,0.22475000000000001,0.29897000000000001,22846,19050,22796,26832,0.14585999999999999,7.6713000000000003E-2,0.12698999999999999,0.24457999999999999,1173.7,999.22,1159.5,1357.8,1.9499,1.038,1.8559000000000001,2.9773999999999998,0.72596000000000005,0.50732999999999995,0.70304999999999995,0.97214,7.3357000000000001,6.0430000000000001,7.1204000000000001,8.9514999999999993,52.573,45.883000000000003,51.527000000000001,60.76,39.064,23.774999999999999,39.189,53.707000000000001,2546,1662.1,2549,3551.7,4043.1,3133.1,3795.1,5321.4,63.506,46.639000000000003,59.576999999999998,85.168999999999997,1957.8,1648.6,1867.1,2388.1999999999998,19.984999999999999,10.516,19.32,30.193000000000001,1.4361999999999999,1.0303,1.3701000000000001,1.9220999999999999,3.8502999999999998,3.3218000000000001,3.851,4.4191000000000003,0.45058999999999999,0.32401999999999997,0.41946,0.60372000000000003,15992,12042,15599,21119,3.9472E-2,2.8847999999999999E-2,3.6745E-2,5.2916999999999999E-2,0.77273999999999998,0.39701999999999998,0.73377000000000003,1.1982999999999999,10.401,5.6330999999999998,9.4771000000000001,17.189]
[58.416699999999999,6.8598999999999993E-2,5.5134000000000002E-2,6.5144999999999995E-2,8.6187E-2,6.2180999999999997,4.7586000000000004,6.1185,7.8650000000000002,48997,40852,48083,59320,16.384,12.994999999999999,16.588999999999999,20.076000000000001,77.453000000000003,53.485999999999997,76.436000000000007,100,3.6362000000000001,3.1473,3.6606000000000001,4.1115000000000004,0.23452999999999999,0.18531,0.22575000000000001,0.30325000000000002,22775,18885,22603,27035,0.14224999999999999,7.4904999999999999E-2,0.12243999999999999,0.23957999999999999,1181.5,1003.1,1168.5,1373.2,1.8729,0.98126999999999998,1.7282999999999999,3.0072999999999999,0.71306999999999998,0.50382000000000005,0.67549000000000003,0.97167000000000003,7.0193000000000003,5.7769000000000004,6.9116,8.5073000000000008,53.167999999999999,46.511000000000003,52.436999999999998,60.987000000000002,39.064,23.774999999999999,39.189,53.707000000000001,2639.9,1661.2,2747.2,3592.5,4104.7,3155.3,3883.7,5361.6,64.462999999999994,46.646000000000001,60.905000000000001,87.843000000000004,1957.4,1644.3,1869.1,2373.3000000000002,19.132999999999999,9.8859999999999992,17.776,30.526,1.3626,0.94149000000000005,1.2646999999999999,1.9194,3.9218000000000002,3.3814000000000002,3.9226999999999999,4.4626999999999999,0.44551000000000002,0.32044,0.41355999999999998,0.58906000000000003,16441,12182,16341,21331,3.9315999999999997E-2,2.9141E-2,3.6965999999999999E-2,5.253E-2,0.74221000000000004,0.36675999999999997,0.67915999999999999,1.2192000000000001,10.048,5.3594999999999997,9.0086999999999993,16.452999999999999]
[58.5,6.7918000000000006E-2,5.4581999999999999E-2,6.4492999999999995E-2,8.5252999999999995E-2,6.2180999999999997,4.7586000000000004,6.1185,7.8650000000000002,48566,40527,47663,58826,16.263000000000002,12.913,16.474,19.908999999999999,76.381,52.585999999999999,75.114000000000004,100,3.5952999999999999,3.1067,3.6105999999999998,4.0597000000000003,0.23172999999999999,0.18401999999999999,0.22278000000000001,0.29792999999999997,22479,18640,22311,26760,0.13980999999999999,7.4053999999999995E-2,0.11987,0.23401,1173.9000000000001,995.34,1159.3,1357.5,1.8371999999999999,0.95960000000000001,1.6811,2.9409000000000001,0.70230999999999999,0.49459999999999998,0.66581000000000001,0.95755000000000001,6.9043000000000001,5.6959,6.8025000000000002,8.3653999999999993,52.706000000000003,46.216999999999999,51.963999999999999,60.372,39.064,23.774999999999999,39.189,53.707000000000001,2625.3,1656.7,2731.9,3569.7,4065.9,3129.2,3867.5,5332.2,64.156000000000006,46.600999999999999,60.421999999999997,86.882999999999996,1936.5,1618.7,1849.3,2350.9,18.75,9.6737000000000002,17.361000000000001,29.888000000000002,1.3358000000000001,0.92179999999999995,1.2371000000000001,1.889,3.8835000000000002,3.3401999999999998,3.8795000000000002,4.4042000000000003,0.43933,0.31829000000000002,0.40806999999999999,0.58260999999999996,16307,12090,16150,21183,3.8766000000000002E-2,2.8712000000000001E-2,3.6159999999999998E-2,5.1929999999999997E-2,0.72707999999999995,0.35883999999999999,0.66456999999999999,1.1921999999999999,9.8645999999999994,5.2565999999999997,8.8501999999999992,16.277999999999999]
[59.25,6.7377000000000006E-2,5.3806E-2,6.3885999999999998E-2,8.5046999999999998E-2,6.2180999999999997,4.7586000000000004,6.1185,7.8650000000000002,48412,40509,47273,59135,16.651,13.083,16.949000000000002,20.350999999999999,75.043999999999997,50.749000000000002,73.186000000000007,100,3.5478999999999998,3.0234999999999999,3.5573000000000001,4.0393999999999997,0.23205999999999999,0.1842,0.22455,0.29564000000000001,22271,18277,21919,26574,0.13541,7.0537000000000002E-2,0.11476,0.22606999999999999,1132.8,960.2,1118.7,1323.8,1.7556,0.89087000000000005,1.5476000000000001,2.9584999999999999,0.68418000000000001,0.47544999999999998,0.63646000000000003,0.95887999999999995,6.6261000000000001,5.4477000000000002,6.5496999999999996,7.8952999999999998,52.612000000000002,45.91,51.837000000000003,60.454999999999998,39.064,23.774999999999999,39.189,53.707000000000001,2696.7,1647.8,2848.2,3646.2,4045.7,3098.4,3867.5,5293.6,61.121000000000002,45.09,57.542000000000002,82.492000000000004,1898.3,1607.9,1810,2283.3000000000002,17.946000000000002,9.1027000000000005,15.913,29.818999999999999,1.2664,0.84877999999999998,1.1476,1.8549,3.9409000000000001,3.4106000000000001,3.9397000000000002,4.4711999999999996,0.43020999999999998,0.30591000000000002,0.39890999999999999,0.56882999999999995,16585,12195,16630,21586,3.8422999999999999E-2,2.8320000000000001E-2,3.5314999999999999E-2,5.2239000000000001E-2,0.69516,0.33196999999999999,0.61816000000000004,1.1795,9.4824000000000002,4.9954000000000001,8.3129000000000008,15.904]
[60.083300000000001,6.5955E-2,5.2753000000000001E-2,6.2604000000000007E-2,8.2686999999999997E-2,6.2180999999999997,4.7586000000000004,6.1185,7.8650000000000002,47261,39700,46523,57053,16.716000000000001,13.042999999999999,16.867999999999999,20.173999999999999,71.141999999999996,48.859000000000002,68.034999999999997,100,3.4464999999999999,2.9182999999999999,3.4472,3.9388000000000001,0.22589999999999999,0.17845,0.21848999999999999,0.28848000000000001,21473,17625,21173,25714,0.12592,6.6624000000000003E-2,0.10803,0.20702000000000001,1122,944.7,1099.4000000000001,1331,1.6074999999999999,0.80593999999999999,1.3844000000000001,2.8075999999999999,0.64654999999999996,0.45029999999999998,0.59684000000000004,0.89805999999999997,6.1738999999999997,5.0477999999999996,6.0952999999999999,7.3658999999999999,52.072000000000003,45.238999999999997,51.338000000000001,59.531999999999996,39.064,23.774999999999999,39.189,53.707000000000001,2735.7,1646.8,2887.4,3620,4017.9,3039,3871.6,5320.5,61.534999999999997,44.167999999999999,58.591999999999999,83.903000000000006,1855.7,1533.2,1764.3,2275.9,16.344999999999999,8.1706000000000003,14.131,28.510999999999999,1.1496,0.75888,1.0239,1.758,3.8980999999999999,3.3626,3.8773,4.4252000000000002,0.41110000000000002,0.30151,0.37892999999999999,0.54901,16643,12081,16722,21430,3.6818999999999998E-2,2.7262000000000002E-2,3.4222000000000002E-2,5.0754000000000001E-2,0.63109000000000004,0.30038999999999999,0.53864000000000001,1.1109,8.7308000000000003,4.6692999999999998,7.6665000000000001,14.574999999999999]
[60.75,6.5929000000000001E-2,5.2949000000000003E-2,6.2703999999999996E-2,8.2838999999999996E-2,6.2180999999999997,4.7586000000000004,6.1185,7.8650000000000002,46907,38944,45913,56514,16.838999999999999,13.058,17.015999999999998,20.234999999999999,69.531000000000006,48.048999999999999,66.616,98.48,3.4161000000000001,2.8763999999999998,3.4070999999999998,3.9575999999999998,0.22428999999999999,0.17752000000000001,0.21672,0.28255000000000002,21129,17244,20784,25454,0.1216,6.6158999999999996E-2,0.10133,0.20008999999999999,1140.9000000000001,948.28,1122.4000000000001,1370.9,1.5268999999999999,0.78674999999999995,1.333,2.7078000000000002,0.62834000000000001,0.44319999999999998,0.58391000000000004,0.89727999999999997,5.9074,4.8452999999999999,5.8526999999999996,7.0494000000000003,52.215000000000003,45.494,51.515000000000001,59.781999999999996,39.052,23.774999999999999,39.189,53.707000000000001,2775.3,1655.4,2901.6,3621.6,4063.2,3043.3,3919.4,5345,63.738999999999997,44.767000000000003,59.942999999999998,86.661000000000001,1856.9,1538.1,1782.9,2291.4,15.433999999999999,7.7922000000000002,13.366,27.376999999999999,1.0818000000000001,0.70755999999999997,0.95443999999999996,1.7015,3.8841999999999999,3.3450000000000002,3.8906999999999998,4.4408000000000003,0.40390999999999999,0.29591000000000001,0.37352999999999997,0.53935999999999995,16850,12036,16735,21553,3.6165999999999997E-2,2.6762000000000001E-2,3.372E-2,4.9022000000000003E-2,0.59916999999999998,0.28705000000000003,0.50410999999999995,1.0803,8.3858999999999995,4.4503000000000004,7.2359999999999998,14.132999999999999]
[61.666699999999999,6.6096000000000002E-2,5.3619E-2,6.3327999999999995E-2,8.0938999999999997E-2,6.2180999999999997,4.7586000000000004,6.1185,7.8650000000000002,46791,39688,45962,55358,17.231999999999999,13.211,17.518999999999998,20.702999999999999,68.022000000000006,46.747,64.563999999999993,96.622,3.3963000000000001,2.9110999999999998,3.3982000000000001,3.9186000000000001,0.22445000000000001,0.18071999999999999,0.21712000000000001,0.28155999999999998,20914,17329,20614,25135,0.11705,6.4148999999999998E-2,9.6762000000000001E-2,0.18464,1146.9000000000001,953.89,1119.5999999999999,1366.3,1.4387000000000001,0.75156999999999996,1.2118,2.6497000000000002,0.61114999999999997,0.43123,0.56572999999999996,0.88166999999999995,5.6577999999999999,4.6058000000000003,5.6025999999999998,6.8154000000000003,52.728999999999999,45.975000000000001,51.87,60.51,39.06,23.774999999999999,39.189,53.707000000000001,2862.3,1665.7,3001.7,3685.5,4121.1000000000004,3067.9,3968.9,5391.4,64.650000000000006,45.402999999999999,62.328000000000003,86.286000000000001,1858.3,1536,1776.5,2296.5,14.465,7.4396000000000004,12.08,26.984999999999999,1.0085999999999999,0.64161000000000001,0.87953000000000003,1.6754,3.9255,3.3900999999999999,3.9156,4.4317000000000002,0.39744000000000002,0.29505999999999999,0.36471999999999999,0.53386999999999996,17259,12256,17252,21900,3.5758999999999999E-2,2.6742999999999999E-2,3.3390000000000003E-2,4.7660000000000001E-2,0.56291999999999998,0.27010000000000001,0.45976,1.0667,8.0032999999999994,4.3432000000000004,6.7449000000000003,13.436]
[62.416699999999999,6.6851999999999995E-2,5.4200999999999999E-2,6.4228999999999994E-2,8.0842999999999998E-2,6.2180999999999997,4.7586000000000004,6.1185,7.8650000000000002,47202,40384,46410,55276,17.687000000000001,13.587,18.079999999999998,21.065000000000001,67.933000000000007,47.499000000000002,64.144999999999996,99.254999999999995,3.4127000000000001,2.9336000000000002,3.3822999999999999,3.9047999999999998,0.22708999999999999,0.18410000000000001,0.21945000000000001,0.28204000000000001,20963,17446,20587,25363,0.11497,6.3714999999999994E-2,9.5463999999999993E-2,0.17584,1156.9000000000001,970.73,1130.0999999999999,1383.4,1.39,0.72592999999999996,1.157,2.5747,0.60397999999999996,0.43482999999999999,0.55434000000000005,0.87966999999999995,5.5324999999999998,4.5364000000000004,5.4560000000000004,6.6894,53.601999999999997,46.939,52.820999999999998,61.241999999999997,39.064,23.774999999999999,39.189,53.707000000000001,2952.4,1698.2,3080.7,3737.5,4184.3,3126.1,4072.1,5313.3,65.748999999999995,46.048000000000002,62.427999999999997,90.070999999999998,1870.7,1560.6,1789.2,2291.5,13.923999999999999,7.2125000000000004,11.603999999999999,26.65,0.96650000000000003,0.61465999999999998,0.83226,1.6566000000000001,3.9946999999999999,3.4830999999999999,3.9832999999999998,4.5175000000000001,0.39689999999999998,0.29688999999999999,0.36466999999999999,0.53191999999999995,17694,12544,17764,22081,3.5832000000000003E-2,2.6768E-2,3.3473000000000003E-2,4.7639000000000001E-2,0.54407000000000005,0.26407000000000003,0.44039,1.0508999999999999,7.7958999999999996,4.2735000000000003,6.5444000000000004,12.93]
[63.166699999999999,6.5182000000000004E-2,5.2555999999999999E-2,6.3542000000000001E-2,7.9084000000000002E-2,6.2180999999999997,4.7586000000000004,6.1185,7.8650000000000002,46259,39270,45347,54129,17.777999999999999,13.782999999999999,18.071999999999999,21.085999999999999,64.930999999999997,45.901000000000003,60.945,92.393000000000001,3.3172000000000001,2.8349000000000002,3.2930999999999999,3.8767,0.22262999999999999,0.17846999999999999,0.21479000000000001,0.27412999999999998,20396,16860,20065,24590,0.10807,6.1298999999999999E-2,8.9807999999999999E-2,0.16653999999999999,1110.5999999999999,918.79,1093.2,1330.8,1.2835000000000001,0.66105000000000003,1.0669999999999999,2.3654999999999999,0.57484999999999997,0.41363,0.52710000000000001,0.81918000000000002,5.2693000000000003,4.2849000000000004,5.1597999999999997,6.4518000000000004,52.863,45.835000000000001,52.177999999999997,60.494999999999997,39.064,23.774999999999999,39.189,53.707000000000001,2984.4,1823,3118,3751,4118.6000000000004,3077.2,4020.2,5247.1,62.856000000000002,44.427999999999997,59.593000000000004,86.757000000000005,1817.2,1483.4,1734.7,2236.1999999999998,12.864000000000001,6.5868000000000002,10.515000000000001,24.071999999999999,0.89068999999999998,0.56100000000000005,0.75663999999999998,1.4931000000000001,3.9767999999999999,3.4491999999999998,3.9733000000000001,4.5015000000000001,0.38088,0.28459000000000001,0.35338999999999998,0.50424999999999998,17723,12665,17934,21957,3.4613999999999999E-2,2.5929000000000001E-2,3.2349999999999997E-2,4.5651999999999998E-2,0.49925999999999998,0.23991999999999999,0.40561000000000003,0.95850000000000002,7.2516999999999996,3.9512999999999998,6.1086999999999998,11.631]
[64,6.4463999999999994E-2,5.2552000000000001E-2,6.2835000000000002E-2,7.8534000000000007E-2,6.2180999999999997,4.7586000000000004,6.1185,7.8650000000000002,45592,38938,45065,53455,17.864000000000001,13.977,18.178999999999998,21.059000000000001,62.579000000000001,44.171999999999997,59.728000000000002,88.81,3.2646999999999999,2.7454000000000001,3.2433999999999998,3.8565,0.21915999999999999,0.17735999999999999,0.21339,0.27407999999999999,19928,16466,19543,23715,0.10231,5.8562999999999997E-2,8.5704000000000002E-2,0.15382000000000001,1114.0999999999999,925.46,1087.8,1353.2,1.1890000000000001,0.61980999999999997,0.98897999999999997,2.1212,0.55189999999999995,0.39755000000000001,0.50915999999999995,0.76732999999999996,5.0228000000000002,4.0758000000000001,4.9492000000000003,6.1420000000000003,52.728999999999999,45.125999999999998,52.131999999999998,60.137,39.064,23.774999999999999,39.189,53.707000000000001,3022.4,2012.2,3127.2,3677.7,4140.2,3079.9,4053.2,5243.5,64.442999999999998,44.966999999999999,61.414000000000001,86.75,1806.8,1474.7,1750,2200.4,11.83,6.1162000000000001,9.7235999999999994,21.283999999999999,0.81891000000000003,0.51048000000000004,0.70291000000000003,1.3491,3.9554,3.4163000000000001,3.9607999999999999,4.4949000000000003,0.36981000000000003,0.27631,0.34237000000000001,0.48314000000000001,17884,12921,17950,21932,3.3593999999999999E-2,2.5304E-2,3.1557000000000002E-2,4.4035999999999999E-2,0.45901999999999998,0.22083,0.36965999999999999,0.86180999999999996,6.7939999999999996,3.7608999999999999,5.7698,10.871]
[64.666700000000006,6.4987000000000003E-2,5.3622000000000003E-2,6.2819E-2,7.8611E-2,6.2180999999999997,4.7586000000000004,6.1185,7.8650000000000002,45817,38876,45174,53447,18.117999999999999,14.42,18.247,21.100999999999999,62.369,44.874000000000002,59.561999999999998,87.085999999999999,3.2744,2.7776000000000001,3.2526999999999999,3.8222,0.22001999999999999,0.18054999999999999,0.21421999999999999,0.27028000000000002,19893,16677,19573,23752,0.10012,5.9542999999999999E-2,8.5049E-2,0.15032000000000001,1135.5999999999999,943.83,1116.5,1366.9,1.1473,0.62166999999999994,0.95753999999999995,1.9505999999999999,0.54486000000000001,0.40006000000000003,0.50785000000000002,0.74553000000000003,4.9223999999999997,4.0162000000000004,4.8440000000000003,6.0246000000000004,53.302,46.124000000000002,52.844999999999999,60.79,39.064,23.774999999999999,39.189,53.707000000000001,3079.2,2149.3000000000002,3177.5,3718.5,4211.5,3115.3,4094.2,5499.5,66.242999999999995,46.218000000000004,63.296999999999997,88.551000000000002,1824.5,1481.5,1757.4,2261.4,11.353999999999999,6.0498000000000003,9.4707000000000008,19.757000000000001,0.78495000000000004,0.49734,0.67928999999999995,1.252,3.9845999999999999,3.4660000000000002,3.9609000000000001,4.5225,0.36858000000000002,0.28112999999999999,0.34256999999999999,0.47781000000000001,18208,13569,18161,22653,3.347E-2,2.5628000000000001E-2,3.1555E-2,4.3087E-2,0.44295000000000001,0.22073000000000001,0.36030000000000001,0.79476999999999998,6.6066000000000003,3.7561,5.6668000000000003,10.51]
[64.916700000000006,6.4050999999999997E-2,5.2660999999999999E-2,6.2112000000000001E-2,7.6731999999999995E-2,6.2180999999999997,4.7586000000000004,6.1185,7.8650000000000002,45233,38350,44755,53003,18.045000000000002,14.484999999999999,18.134,21.116,60.823,43.709000000000003,57.834000000000003,83.965999999999994,3.2244000000000002,2.7338,3.1979000000000002,3.8010999999999999,0.21709999999999999,0.17751,0.21042,0.26494000000000001,19590,16338,19293,23480,9.7159999999999996E-2,5.7597000000000002E-2,8.2836000000000007E-2,0.14563999999999999,1114.0999999999999,925.01,1094.8,1339.3,1.1066,0.59330000000000005,0.92539000000000005,1.8492999999999999,0.53225999999999996,0.39141999999999999,0.49893999999999999,0.72819999999999996,4.8194999999999997,3.9184999999999999,4.7365000000000004,5.9047999999999998,52.777000000000001,45.56,52.34,60.53,39.064,23.774999999999999,39.189,53.707000000000001,3072.1,2196.1999999999998,3160,3738.4,4151,3061.3,4057.2,5441.2,64.947999999999993,45.835000000000001,62.457000000000001,86.724000000000004,1792.7,1453.2,1724.9,2249.1,10.949,5.8661000000000003,9.0667000000000009,18.962,0.75729000000000002,0.47874,0.65610999999999997,1.2087000000000001,3.9565000000000001,3.4363999999999999,3.9365999999999999,4.4996,0.36119000000000001,0.27627000000000002,0.33751999999999999,0.46911999999999998,18072,13648,17999,22465,3.2849000000000003E-2,2.5069000000000001E-2,3.1012999999999999E-2,4.2236999999999997E-2,0.42518,0.21062,0.34499000000000002,0.76163000000000003,6.3893000000000004,3.6360999999999999,5.4881000000000002,10.16]
[65.666700000000006,6.4596000000000001E-2,5.3773000000000001E-2,6.2315000000000002E-2,7.8417000000000001E-2,6.2180999999999997,4.7586000000000004,6.1185,7.8650000000000002,45639,39200,45266,53062,18.373000000000001,15.101000000000001,18.504000000000001,21.341000000000001,60.768000000000001,43.341999999999999,58.04,83.25,3.2404999999999999,2.7467999999999999,3.2115,3.7810000000000001,0.21876000000000001,0.18046000000000001,0.21324000000000001,0.26455000000000001,19622,16351,19336,23276,9.5417000000000002E-2,5.7591000000000003E-2,8.2380999999999996E-2,0.14133999999999999,1130.4000000000001,939.74,1109.2,1350.5,1.0677000000000001,0.59160000000000001,0.90364,1.7289000000000001,0.52642,0.38923000000000002,0.49475999999999998,0.71848999999999996,4.7411000000000003,3.8700999999999999,4.6614000000000004,5.7434000000000003,53.359000000000002,46.728999999999999,53.106999999999999,60.317,39.063000000000002,23.774999999999999,39.189,53.707000000000001,3141.3,2374.9,3239.6,3757.2,4235.3,3175.5,4100.3999999999996,5503.4,66.093999999999994,45.984999999999999,63.499000000000002,87.676000000000002,1814.1,1473.4,1754.2,2255.1,10.516,5.6637000000000004,8.7939000000000007,17.451000000000001,0.72609000000000001,0.45030999999999999,0.63160000000000005,1.1056999999999999,4.0023999999999997,3.5004,3.9811999999999999,4.5194000000000001,0.36065000000000003,0.27622000000000002,0.33552999999999999,0.45456999999999997,18468,14346,18533,22407,3.2853E-2,2.53E-2,3.091E-2,4.2096000000000001E-2,0.41016000000000002,0.20330999999999999,0.33907999999999999,0.71489000000000003,6.2404999999999999,3.6070000000000002,5.4977,9.6015999999999995]
[66.333299999999994,6.5318000000000001E-2,5.4443999999999999E-2,6.2891000000000002E-2,7.8841999999999995E-2,6.2180999999999997,4.7586000000000004,6.1185,7.8650000000000002,46259,39904,45665,53591,18.829999999999998,15.744999999999999,18.928000000000001,21.731000000000002,61.32,44.045000000000002,58.817999999999998,81.599000000000004,3.2645,2.7768000000000002,3.2484999999999999,3.8039999999999998,0.22203999999999999,0.18256,0.21656,0.26673999999999998,19799,16743,19456,23305,9.4888E-2,5.849E-2,8.1392999999999993E-2,0.13815,1128.7,938.81,1107.0999999999999,1332.2,1.0426,0.58211999999999997,0.88331000000000004,1.6518999999999999,0.52466999999999997,0.39079999999999998,0.49675999999999998,0.70460999999999996,4.7218999999999998,3.9037999999999999,4.6504000000000003,5.7051999999999996,54.145000000000003,47.494999999999997,53.905000000000001,60.893000000000001,39.064,23.774999999999999,39.189,53.707000000000001,3224.8,2558.9,3313.1,3799.5,4285.2,3286,4158.2,5531.5,65.394999999999996,46.457999999999998,63.128999999999998,86.915999999999997,1823.2,1508.9,1770.9,2240.1999999999998,10.285,5.6833,8.5998000000000001,16.733000000000001,0.70784000000000002,0.44131999999999999,0.61914999999999998,1.0621,4.0826000000000002,3.5764,4.0637999999999996,4.6028000000000002,0.36302000000000001,0.27822999999999998,0.33613999999999999,0.45813999999999999,18865,15024,18837,22542,3.3187000000000001E-2,2.5784000000000001E-2,3.1329999999999997E-2,4.2074E-2,0.40245999999999998,0.20615,0.33832000000000001,0.70969000000000004,6.1718999999999999,3.6423999999999999,5.4710999999999999,9.3541000000000007]
[67.25,6.4341999999999996E-2,5.3372999999999997E-2,6.2101999999999997E-2,7.7359999999999998E-2,6.2180999999999997,4.7586000000000004,6.1185,7.8650000000000002,45662,39232,45056,52645,18.927,16.119,19.068999999999999,21.713999999999999,59.268000000000001,42.869,57.249000000000002,78.676000000000002,3.2010999999999998,2.7101999999999999,3.1796000000000002,3.7353999999999998,0.21904999999999999,0.18002000000000001,0.21335000000000001,0.26263999999999998,19417,16478,19171,22910,9.0408000000000002E-2,5.6082E-2,7.8331999999999999E-2,0.13322000000000001,1098.9000000000001,904.89,1083.5999999999999,1309.0999999999999,0.96804000000000001,0.54579999999999995,0.84435000000000004,1.5387,0.50483999999999996,0.38179999999999997,0.48103000000000001,0.67527999999999999,4.5529999999999999,3.7532000000000001,4.4619999999999997,5.5758000000000001,53.741,47.209000000000003,53.277999999999999,60.957000000000001,39.064,23.774999999999999,39.189,53.707000000000001,3252.9,2629.7,3327.9,3808.7,4212.5,3263.4,4108.8,5304.1,63.459000000000003,47.091999999999999,61.01,83.816999999999993,1780.5,1462.7,1719.9,2177.8000000000002,9.5474999999999994,5.3085000000000004,8.0745000000000005,15.212999999999999,0.65636000000000005,0.41686000000000001,0.57835000000000003,0.98416999999999999,4.0758999999999999,3.5895999999999999,4.0536000000000003,4.5857000000000001,0.35326000000000002,0.27150999999999997,0.32741999999999999,0.44462000000000002,18848,15441,18754,22386,3.2420999999999998E-2,2.5416000000000001E-2,3.0807000000000001E-2,4.1855000000000003E-2,0.37204999999999999,0.19264000000000001,0.31365999999999999,0.64168999999999998,5.8369,3.4278,5.2199,8.7248000000000001]
[68.25,6.4116999999999993E-2,5.3355E-2,6.2288999999999997E-2,7.6739000000000002E-2,6.2180999999999997,4.7586000000000004,6.1185,7.8650000000000002,45436,38911,44782,52685,19.085999999999999,16.434999999999999,19.263000000000002,21.689,58.133000000000003,42.976999999999997,55.524999999999999,77.123999999999995,3.1760000000000002,2.7018,3.1349,3.7044999999999999,0.21772,0.17957999999999999,0.21298,0.25840999999999997,19206,16302,18945,22572,8.7439000000000003E-2,5.5463999999999999E-2,7.7290999999999999E-2,0.12691,1096,895.21,1081.9000000000001,1302.2,0.91285000000000005,0.52934999999999999,0.79686000000000001,1.4038999999999999,0.49234,0.379,0.46645999999999999,0.63224000000000002,4.4272999999999998,3.6726000000000001,4.3350999999999997,5.2862,53.893999999999998,46.981000000000002,53.741999999999997,61.372999999999998,39.064,23.774999999999999,39.189,53.707000000000001,3292.1,2764.9,3355.9,3815.2,4219.8,3313.7,4131.6000000000004,5270.9,64.082999999999998,46.945999999999998,61.109000000000002,86.304000000000002,1771.9,1463.3,1729.1,2141.6999999999998,8.9553999999999991,5.1383000000000001,7.6727999999999996,14.018000000000001,0.61534,0.39828000000000002,0.53986999999999996,0.90407999999999999,4.0846999999999998,3.5583999999999998,4.0624000000000002,4.5944000000000003,0.34738999999999998,0.26751999999999998,0.32440999999999998,0.44103999999999999,19004,15695,18856,22282,3.1963999999999999E-2,2.5167999999999999E-2,3.0419999999999999E-2,3.9315999999999997E-2,0.34938000000000002,0.18149000000000001,0.29370000000000002,0.57611000000000001,5.5831999999999997,3.3508,4.9351000000000003,8.2291000000000007]
[68.833299999999994,6.3376000000000002E-2,5.2589999999999998E-2,6.1927000000000003E-2,7.6823000000000002E-2,6.2180999999999997,4.7586000000000004,6.1185,7.8650000000000002,44656,38705,44191,51663,18.881,16.271000000000001,19.065000000000001,21.387,56.203000000000003,41.43,53.898000000000003,73.548000000000002,3.1387999999999998,2.6764000000000001,3.1154999999999999,3.6352000000000002,0.21335000000000001,0.17585999999999999,0.21029,0.25248999999999999,18814,15948,18528,22151,8.3896999999999999E-2,5.3428999999999997E-2,7.4230000000000004E-2,0.12166,1117.0999999999999,910.19,1108.0999999999999,1317.5,0.86456999999999995,0.51717000000000002,0.75792999999999999,1.3056000000000001,0.47828999999999999,0.36710999999999999,0.45329000000000003,0.61387999999999998,4.2854999999999999,3.5381,4.2012,5.0663999999999998,53.555,46.662999999999997,53.331000000000003,60.579000000000001,39.063000000000002,23.774999999999999,39.189,53.707000000000001,3275.9,2774.9,3313.1,3784.1,4257.2,3350.5,4155.1000000000004,5240,66.301000000000002,47.920999999999999,63.405999999999999,87.542000000000002,1780,1454.8,1745.7,2137.1999999999998,8.3750999999999998,4.8623000000000003,7.1893000000000002,12.983000000000001,0.57815000000000005,0.37630999999999998,0.51315,0.83552999999999999,4.0221,3.5209000000000001,4.0077999999999996,4.5553999999999997,0.33929999999999999,0.26558999999999999,0.31979999999999997,0.42120000000000002,18981,15751,18838,22367,3.1220999999999999E-2,2.4691999999999999E-2,2.9628000000000002E-2,3.8843000000000003E-2,0.32606000000000002,0.17235,0.27786,0.53171999999999997,5.3291000000000004,3.3,4.7460000000000004,7.7827000000000002]
[69.583299999999994,6.4320000000000002E-2,5.4059000000000003E-2,6.2868999999999994E-2,7.7077000000000007E-2,6.2180999999999997,4.7586000000000004,6.1185,7.8650000000000002,45219,39506,44723,51574,19.209,16.565999999999999,19.372,21.498000000000001,56.762,42.036000000000001,54.372999999999998,73.39,3.1732,2.7254999999999998,3.1484000000000001,3.6602999999999999,0.21587000000000001,0.18092,0.21209,0.25372,18982,16215,18728,22214,8.3821000000000007E-2,5.4368E-2,7.5550999999999993E-2,0.11912,1137,925.63,1125.5999999999999,1352.3,0.85036,0.50556999999999996,0.75226999999999999,1.2737000000000001,0.47977999999999998,0.37456,0.45627000000000001,0.60504999999999998,4.2781000000000002,3.5427,4.2282999999999999,5.0218999999999996,54.381999999999998,47.95,54.186,61.106999999999999,39.064,23.774999999999999,39.189,53.707000000000001,3338.3,2857.3,3373.6,3786.7,4320,3417.6,4230.8999999999996,5232.5,67.168000000000006,49.213000000000001,63.524000000000001,88.26,1802.2,1483.6,1779.8,2140.6999999999998,8.2113999999999994,4.8070000000000004,7.2068000000000003,12.395,0.56628999999999996,0.36638999999999999,0.50527999999999995,0.80044999999999999,4.0793999999999997,3.6164000000000001,4.0564,4.5606999999999998,0.34162999999999999,0.27067000000000002,0.32147999999999999,0.42482999999999999,19304,16183,19127,22641,3.1459000000000001E-2,2.4988E-2,3.0166999999999999E-2,3.9323999999999998E-2,0.32173000000000002,0.17127000000000001,0.28104000000000001,0.52041999999999999,5.3042999999999996,3.3389000000000002,4.7934999999999999,7.5787000000000004]
[70.25,6.4115000000000005E-2,5.4071000000000001E-2,6.2391000000000002E-2,7.6307E-2,6.2180999999999997,4.7586000000000004,6.1185,7.8650000000000002,45359,39817,44935,51606,19.484999999999999,16.93,19.64,21.765000000000001,56.715000000000003,42.500999999999998,54.665999999999997,74.352000000000004,3.1581999999999999,2.6938,3.1253000000000002,3.6389999999999998,0.21709999999999999,0.18315000000000001,0.21329000000000001,0.25446999999999997,19007,16086,18788,22181,8.2763000000000003E-2,5.3830999999999997E-2,7.4743000000000004E-2,0.11541999999999999,1102.0999999999999,902.68,1085.9000000000001,1315.2,0.82521999999999995,0.49553999999999998,0.72885999999999995,1.2212000000000001,0.47475000000000001,0.37284,0.45518999999999998,0.60402999999999996,4.2595000000000001,3.5461,4.2012,4.9866000000000001,54.427,48.037999999999997,54.052999999999997,60.795000000000002,39.063000000000002,23.774999999999999,39.189,53.707000000000001,3384.4,2956.1,3411.3,3822.4,4285.2,3441.6,4199,5171.8,64.376000000000005,47.11,61.313000000000002,84.716999999999999,1777.5,1466.4,1751.1,2142.4,8.0381,4.7789999999999999,7.0056000000000003,11.835000000000001,0.55232000000000003,0.36153999999999997,0.49592999999999998,0.76261000000000001,4.1292999999999997,3.6503000000000001,4.1081000000000003,4.6026999999999996,0.33948,0.26978000000000002,0.32196000000000002,0.42115999999999998,19439,16443,19386,22650,3.1537000000000003E-2,2.5132000000000002E-2,3.0061000000000001E-2,3.9518999999999999E-2,0.31441999999999998,0.16919000000000001,0.27560000000000001,0.49814999999999998,5.2020999999999997,3.2545000000000002,4.7096999999999998,7.4598000000000004]
[70.5,6.4382999999999996E-2,5.425E-2,6.2738000000000002E-2,7.5731999999999994E-2,6.2180999999999997,4.7586000000000004,6.1185,7.8650000000000002,45269,39534,44833,51783,19.373999999999999,16.981999999999999,19.501999999999999,21.677,56.267000000000003,42.161000000000001,54.628999999999998,73.644999999999996,3.1667000000000001,2.722,3.1362000000000001,3.6295999999999999,0.21576000000000001,0.18182000000000001,0.21357999999999999,0.25120999999999999,18908,16094,18695,22029,8.2032999999999995E-2,5.3797999999999999E-2,7.3879E-2,0.11329,1138.8,938.11,1122.8,1363.8,0.81737000000000004,0.50921000000000005,0.73390999999999995,1.2145999999999999,0.47383999999999998,0.37380999999999998,0.45765,0.59830000000000005,4.2134999999999998,3.5131000000000001,4.1485000000000003,4.9492000000000003,54.616,48.363,54.228999999999999,61.356000000000002,39.064,23.774999999999999,39.189,53.707000000000001,3374.8,2961.6,3413,3787.3,4332.6000000000004,3529.9,4228.2,5201.8,67.225999999999999,48.73,64.406000000000006,86.661000000000001,1801.3,1506.7,1772.4,2150.4,7.8605,4.6231,6.9488000000000003,11.766,0.54208999999999996,0.35721999999999998,0.49053000000000002,0.75751999999999997,4.0991999999999997,3.6215000000000002,4.0898000000000003,4.5778999999999996,0.33900000000000002,0.26855000000000001,0.32103999999999999,0.42326000000000003,19451,16529,19426,22571,3.1280000000000002E-2,2.4985E-2,2.9773000000000001E-2,3.8871999999999997E-2,0.30858999999999998,0.16700000000000001,0.27199000000000001,0.49004999999999999,5.1599000000000004,3.2557,4.7122000000000002,7.2404999999999999]
[71.416700000000006,6.4710000000000004E-2,5.4919000000000003E-2,6.3201999999999994E-2,7.6365000000000002E-2,6.2180999999999997,4.7586000000000004,6.1185,7.8650000000000002,45508,39684,45024,52242,19.64,17.21,19.556999999999999,22.164999999999999,56.235999999999997,41.930999999999997,54.344000000000001,73.635999999999996,3.1791999999999998,2.7522000000000002,3.1492,3.6543999999999999,0.21706,0.18221000000000001,0.21399000000000001,0.25344,18966,16126,18789,21947,8.0729999999999996E-2,5.3383E-2,7.2859999999999994E-2,0.11132,1145.0999999999999,956.22,1116.9000000000001,1375.3,0.79234000000000004,0.49937999999999999,0.72367999999999999,1.1406000000000001,0.47006999999999999,0.37276999999999999,0.45776,0.59548000000000001,4.1833999999999998,3.5129999999999999,4.1334,4.9687999999999999,55.15,48.804000000000002,54.838999999999999,61.883000000000003,39.064,23.774999999999999,39.189,53.707000000000001,3429.2,2988.5,3442.7,3870.8,4387.5,3566.3,4266.5,5371.2,67.397000000000006,48.896000000000001,64.361999999999995,88.837000000000003,1816,1510,1770.1,2176.1,7.5968,4.5754999999999999,6.9043999999999999,11.146000000000001,0.52385999999999999,0.34267999999999998,0.48358000000000001,0.72899999999999998,4.1413000000000002,3.6751,4.1317000000000004,4.6490999999999998,0.33814,0.27049000000000001,0.32101000000000002,0.41769000000000001,19742,16986,19540,23033,3.1282999999999998E-2,2.5165E-2,2.9929000000000001E-2,3.8776999999999999E-2,0.29857,0.16020999999999999,0.26739000000000002,0.46381,5.0433000000000003,3.2393999999999998,4.6524999999999999,7.0244]
[72.083299999999994,6.2659999999999993E-2,5.3090999999999999E-2,6.0762999999999998E-2,7.3738999999999999E-2,6.2180999999999997,4.7586000000000004,6.1185,7.8650000000000002,44290,38488,43527,51386,19.363,16.940999999999999,19.321999999999999,21.738,53.319000000000003,39.854999999999997,51.332000000000001,69.350999999999999,3.0796999999999999,2.6381000000000001,3.0432000000000001,3.5472000000000001,0.21090999999999999,0.17648,0.20710999999999999,0.24973000000000001,18388,15611,18186,21450,7.6002E-2,5.1005000000000002E-2,6.9073999999999997E-2,0.10344,1096.5,901.39,1076.2,1326.1,0.73099000000000003,0.45767999999999998,0.67427000000000004,1.0472999999999999,0.44813999999999998,0.35504000000000002,0.43831999999999999,0.56315000000000004,4.0289000000000001,3.3603000000000001,3.9712999999999998,4.7778,53.784999999999997,47.554000000000002,53.588999999999999,60.883000000000003,39.063000000000002,23.774999999999999,39.189,53.707000000000001,3387.5,2956.7,3397,3842.7,4266.2,3461.9,4158.8,5255.7,64.710999999999999,46.753999999999998,61.085000000000001,86.156999999999996,1755.3,1440.8,1711.8,2118.5,7.0186999999999999,4.2995000000000001,6.3990999999999998,10.055999999999999,0.48546,0.31908999999999998,0.45106000000000002,0.66737999999999997,4.0669000000000004,3.5867,4.0589000000000004,4.5627000000000004,0.32394000000000001,0.25779999999999997,0.31006,0.39946999999999999,19392,16587,19129,22694,3.0165999999999998E-2,2.4105000000000001E-2,2.8847999999999999E-2,3.7173999999999999E-2,0.2717,0.14488000000000001,0.24759,0.41994999999999999,4.7035,3.0133999999999999,4.3426999999999998,6.4126000000000003]
[72.833299999999994,6.2246999999999997E-2,5.2882999999999999E-2,6.0628000000000001E-2,7.3797000000000001E-2,6.2180999999999997,4.7586000000000004,6.1185,7.8650000000000002,43941,38055,43243,51355,19.202999999999999,16.763999999999999,19.059000000000001,21.686,52.646000000000001,38.884999999999998,50.67,69.754000000000005,3.0558999999999998,2.6120999999999999,3.0091000000000001,3.5470000000000002,0.20860000000000001,0.17559,0.20433999999999999,0.24903,18163,15483,17847,21226,7.4309E-2,5.0375000000000003E-2,6.8802000000000002E-2,0.10056,1106,902.03,1092.8,1340.8,0.7087,0.44638,0.65527000000000002,1.0036,0.44107000000000002,0.34736,0.42820999999999998,0.54590000000000005,3.9479000000000002,3.3174999999999999,3.8536000000000001,4.6776999999999997,53.442,47.061999999999998,52.951000000000001,60.451000000000001,39.061,23.774999999999999,39.189,53.707000000000001,3366.4,2976.6,3361.2,3805.5,4285.5,3469.2,4138.1000000000004,5355.5,65.695999999999998,47.8,63.134999999999998,89.646000000000001,1757,1441.1,1710.4,2131.6999999999998,6.7458,4.0876999999999999,6.1856999999999998,9.6555,0.46755000000000002,0.30757000000000001,0.44086999999999998,0.64261999999999997,4.0236000000000001,3.5728,3.9807000000000001,4.5373000000000001,0.31970999999999999,0.25412000000000001,0.30586000000000002,0.38956000000000002,19329,16426,19065,22728,2.9749000000000001E-2,2.3772999999999999E-2,2.8490999999999999E-2,3.6859000000000003E-2,0.26240999999999998,0.13997999999999999,0.23909,0.40777999999999998,4.5980999999999996,2.9782000000000002,4.2732999999999999,6.4744999999999999]
[73.416700000000006,6.3989000000000004E-2,5.4795999999999997E-2,6.2297999999999999E-2,7.5587000000000001E-2,6.2180999999999997,4.7586000000000004,6.1185,7.8650000000000002,45183,39173,44377,52755,19.707000000000001,17.372,19.649000000000001,22.108000000000001,54.506999999999998,40.832000000000001,52.454000000000001,70.786000000000001,3.1337999999999999,2.7075999999999998,3.1006,3.633,0.21434,0.18176,0.21010000000000001,0.25491999999999998,18626,16011,18262,21636,7.6378000000000001E-2,5.2288000000000001E-2,7.0924000000000001E-2,0.10252,1133.3,922.77,1125.2,1345.2,0.72470999999999997,0.46171000000000001,0.67332000000000003,1.0099,0.45352999999999999,0.35916999999999999,0.44053999999999999,0.56027000000000005,4.0327999999999999,3.4222999999999999,3.9483999999999999,4.7545999999999999,54.866999999999997,48.631,54.401000000000003,61.790999999999997,39.064,23.774999999999999,39.189,53.707000000000001,3453.9,3069.1,3442.2,3879.6,4396.3999999999996,3556.7,4249,5447.8,68,49.595999999999997,64.406000000000006,91.052999999999997,1800.6,1486.5,1760.1,2176.3000000000002,6.8983999999999996,4.2760999999999996,6.3757000000000001,9.6952999999999996,0.47704999999999997,0.32208999999999999,0.44805,0.64890000000000003,4.1266999999999996,3.6823999999999999,4.0846,4.6378000000000004,0.32867000000000002,0.26233000000000001,0.31512000000000001,0.40060000000000001,19818,17095,19617,23126,3.0544999999999999E-2,2.4535000000000001E-2,2.9267999999999999E-2,3.7463999999999997E-2,0.27100999999999997,0.14666000000000001,0.24631,0.41388000000000003,4.7161,3.0708000000000002,4.3711000000000002,6.5247999999999999]
[74.416700000000006,6.3893000000000005E-2,5.4297999999999999E-2,6.2766000000000002E-2,7.5009000000000006E-2,6.2180999999999997,4.7586000000000004,6.1185,7.8650000000000002,45166,39177,44432,52683,19.795999999999999,17.22,19.835999999999999,22.231999999999999,54.124000000000002,40.313000000000002,52.456000000000003,70.358999999999995,3.1267999999999998,2.6755,3.1114999999999999,3.6116999999999999,0.21401000000000001,0.18110999999999999,0.21112,0.25203999999999999,18564,15860,18375,21650,7.4841000000000005E-2,5.2441000000000002E-2,6.9413000000000002E-2,9.8524E-2,1133.9000000000001,927.39,1125.7,1353.9,0.70054000000000005,0.45233000000000001,0.66017999999999999,0.98229,0.44777,0.35452,0.43761,0.55606,3.9903,3.3361000000000001,3.9357000000000002,4.7637999999999998,54.843000000000004,48.142000000000003,54.713999999999999,61.731999999999999,39.064,23.774999999999999,39.189,53.707000000000001,3475.2,3078.3,3476.7,3871.7,4421,3582.2,4252.7,5421,68.114000000000004,49.649000000000001,64.507000000000005,91.007999999999996,1805.9,1477.9,1778.3,2171.8000000000002,6.6577999999999999,4.1692,6.2667999999999999,9.2576000000000001,0.46090999999999999,0.30796000000000001,0.43658000000000002,0.62363999999999997,4.1345999999999998,3.6471,4.1250999999999998,4.6280999999999999,0.32573000000000002,0.25990000000000002,0.31224000000000002,0.40109,19945,17086,19765,23092,3.0318000000000001E-2,2.4313000000000001E-2,2.9378000000000001E-2,3.7106E-2,0.26158999999999999,0.14485000000000001,0.24171000000000001,0.40687000000000001,4.5926,3.0421,4.2287999999999997,6.4797000000000002]
[75.166700000000006,6.2408999999999999E-2,5.2926000000000001E-2,6.1529E-2,7.3081999999999994E-2,6.2180999999999997,4.7586000000000004,6.1185,7.8650000000000002,44338,38116,43638,52021,19.657,17.106999999999999,19.677,22.091000000000001,52.195999999999998,38.704000000000001,50.543999999999997,66.935000000000002,3.056,2.6122999999999998,3.0384000000000002,3.5472999999999999,0.21018999999999999,0.17715,0.20796000000000001,0.2467,18202,15408,18037,21151,7.1604000000000001E-2,5.0925999999999999E-2,6.59E-2,9.7094E-2,1089.3,881.81,1070.2,1314.3,0.65764,0.42059000000000002,0.62402000000000002,0.93515000000000004,0.43226999999999999,0.34334999999999999,0.42032000000000003,0.53478000000000003,3.8955000000000002,3.2507999999999999,3.8637999999999999,4.6105,53.927999999999997,47.503999999999998,53.82,60.613999999999997,39.064,23.774999999999999,39.189,53.707000000000001,3453.8,3072.9,3455.9,3836.1,4325.2,3470.5,4199.3999999999996,5309.5,64.885999999999996,47.290999999999997,61.688000000000002,85.802999999999997,1758,1417.5,1728.5,2133.1,6.2857000000000003,3.9422000000000001,5.9481000000000002,8.8994,0.43570999999999999,0.29104999999999998,0.40993000000000002,0.60646999999999995,4.0960000000000001,3.6023000000000001,4.0952999999999999,4.5787000000000004,0.31591999999999998,0.25174999999999997,0.30216999999999999,0.38524000000000003,19723,16899,19595,22839,2.9596999999999998E-2,2.3636000000000001E-2,2.8697E-2,3.6470000000000002E-2,0.24334,0.13275999999999999,0.22647,0.37729000000000001,4.3592000000000004,2.9127000000000001,4.0811999999999999,6.0819000000000001]
[75.833299999999994,6.1966E-2,5.1913000000000001E-2,6.1122999999999997E-2,7.2415999999999994E-2,6.2180999999999997,4.7586000000000004,6.1185,7.8650000000000002,43826,37365,43399,50729,19.41,16.876000000000001,19.457000000000001,21.846,51.44,37.505000000000003,50.058999999999997,65.048000000000002,3.0333999999999999,2.5682999999999998,3.0379,3.5354999999999999,0.20730000000000001,0.17358999999999999,0.2051,0.24174000000000001,17961,15225,17903,20730,7.0344000000000004E-2,4.9662999999999999E-2,6.4680000000000001E-2,9.6731999999999999E-2,1104.0999999999999,872.61,1088.9000000000001,1347,0.64234000000000002,0.41632000000000002,0.61648999999999998,0.88934999999999997,0.42698000000000003,0.33578999999999998,0.41854000000000002,0.51929000000000003,3.8229000000000002,3.1720999999999999,3.8016999999999999,4.4583000000000004,53.496000000000002,46.481000000000002,53.485999999999997,60.470999999999997,39.055999999999997,23.774999999999999,39.189,53.643000000000001,3418.7,3017.1,3429.4,3816.3,4335.3999999999996,3416.9,4183.6000000000004,5361.1,66.192999999999998,48.337000000000003,63.874000000000002,88.641999999999996,1761.7,1403,1721.5,2152.1,6.0731999999999999,3.8786,5.7321,8.4663000000000004,0.42243000000000003,0.28420000000000001,0.39917999999999998,0.57113999999999998,4.0391000000000004,3.5108999999999999,4.0373999999999999,4.5298999999999996,0.31219000000000002,0.24895,0.30025000000000002,0.38389000000000001,19597,16455,19401,22964,2.9152999999999998E-2,2.3473000000000001E-2,2.8287E-2,3.6191000000000001E-2,0.23610999999999999,0.12997,0.21973999999999999,0.35238999999999998,4.2664999999999997,2.9138999999999999,4.0273000000000003,5.9618000000000002]
[76.083299999999994,6.2012999999999999E-2,5.2042999999999999E-2,6.1242999999999999E-2,7.2381000000000001E-2,6.2180999999999997,4.7586000000000004,6.1185,7.8650000000000002,44008,37682,43546,50740,19.600000000000001,17.088000000000001,19.64,22.032,51.308999999999997,37.631999999999998,49.936,64.683999999999997,3.0367000000000002,2.5705,3.0415999999999999,3.5293000000000001,0.20837,0.17526,0.20618,0.24218999999999999,18035,15345,17941,20815,6.9989999999999997E-2,4.9789E-2,6.4522999999999997E-2,9.5512E-2,1090.9000000000001,865.64,1079.4000000000001,1324.8,0.63395000000000001,0.40960000000000002,0.60638999999999998,0.87683999999999995,0.42587999999999998,0.33717000000000003,0.41897000000000001,0.51876,3.8361999999999998,3.19,3.8144999999999998,4.4802,53.707000000000001,46.776000000000003,53.65,60.378999999999998,39.064,23.774999999999999,39.189,53.707000000000001,3451,3046.5,3460.5,3842.5,4328.3999999999996,3434.2,4181.1000000000004,5341.8,64.994,47.689,62.856000000000002,86.445999999999998,1754.7,1403.4,1716.9,2138.9,6.0263999999999998,3.8519000000000001,5.6942000000000004,8.4209999999999994,0.41897000000000001,0.28314,0.39761000000000002,0.56805000000000005,4.0761000000000003,3.5529000000000002,4.0754999999999999,4.57,0.31191999999999998,0.24904000000000001,0.30031999999999998,0.38141999999999998,19710,16591,19502,22998,2.9238E-2,2.3640999999999999E-2,2.8365999999999999E-2,3.6119999999999999E-2,0.23258000000000001,0.12734000000000001,0.21462999999999999,0.34478999999999999,4.2305999999999999,2.895,3.9975000000000001,5.9813000000000001]
[77,6.1941999999999997E-2,5.2269000000000003E-2,6.1080000000000002E-2,7.3150000000000007E-2,6.2180999999999997,4.7586000000000004,6.1185,7.8650000000000002,43898,37519,43684,50460,19.573,16.991,19.559000000000001,22.218,51.058999999999997,37.271999999999998,49.328000000000003,66.754000000000005,3.0301999999999998,2.5404,3.0133999999999999,3.5556000000000001,0.20748,0.17374999999999999,0.20448,0.24299000000000001,17954,15041,17709,21008,6.9158999999999998E-2,4.8531999999999999E-2,6.4849000000000004E-2,9.2141000000000001E-2,1095.9000000000001,875.92,1079.3,1344.2,0.62319000000000002,0.40571000000000002,0.58623000000000003,0.88217999999999996,0.42331999999999997,0.33128999999999997,0.41387000000000002,0.52934000000000003,3.8007,3.1457999999999999,3.7402000000000002,4.5282,53.765999999999998,46.904000000000003,53.381999999999998,61.341999999999999,39.058999999999997,23.774999999999999,39.189,53.707000000000001,3450.1,3030.4,3446.7,3841.7,4334,3455.7,4180.7,5375,65.756,47.530999999999999,62.325000000000003,88.56,1756.9,1402.2,1720,2122.9,5.8936000000000002,3.7488999999999999,5.4771000000000001,8.2947000000000006,0.41016999999999998,0.27418999999999999,0.38693,0.56032000000000004,4.0648,3.5547,4.0429000000000004,4.5723000000000003,0.31039,0.24604000000000001,0.29881999999999997,0.37524000000000002,19697,16693,19444,22763,2.9073000000000002E-2,2.3335000000000002E-2,2.8164999999999999E-2,3.5310000000000001E-2,0.22817000000000001,0.1237,0.2087,0.34772999999999998,4.1723999999999997,2.8361000000000001,3.9535,5.8800999999999997]
[77.666700000000006,6.2772999999999995E-2,5.3315000000000001E-2,6.2114999999999997E-2,7.3694999999999997E-2,6.2180999999999997,4.7586000000000004,6.1185,7.8650000000000002,44381,38348,43905,50935,19.702000000000002,17.327999999999999,19.651,22.24,52.127000000000002,38.902999999999999,51.36,68.125,3.0693999999999999,2.6034000000000002,3.0619000000000001,3.5661999999999998,0.20962,0.17713000000000001,0.20798,0.24415999999999999,18142,15402,18019,21235,7.0194000000000006E-2,4.9800999999999998E-2,6.5153000000000003E-2,9.5284999999999995E-2,1122.5,906.46,1099,1374,0.63414000000000004,0.42005999999999999,0.60750999999999999,0.88277000000000005,0.42903000000000002,0.34065000000000001,0.42104999999999998,0.53339999999999999,3.8283,3.1922999999999999,3.7911000000000001,4.5743999999999998,54.347000000000001,47.777999999999999,54.101999999999997,61.841999999999999,39.063000000000002,23.774999999999999,39.189,53.707000000000001,3475.3,3060.2,3472.8,3853.7,4421.7,3526.2,4269.7,5460.9,67.432000000000002,49.561,63.95,88.772999999999996,1791.9,1455.6,1745.9,2180.9,5.9672999999999998,3.8437000000000001,5.7496,8.4814000000000007,0.41488999999999998,0.28172999999999998,0.39907999999999999,0.57116,4.0913000000000004,3.6086,4.0803000000000003,4.5948000000000002,0.31444,0.25285000000000002,0.3024,0.38367000000000001,19939,16912,19685,22985,2.9465999999999999E-2,2.3935000000000001E-2,2.8358000000000001E-2,3.6213000000000002E-2,0.23341000000000001,0.12809000000000001,0.22187000000000001,0.35826000000000002,4.2363,2.9024999999999999,3.9811000000000001,5.9025999999999996]
[78.416700000000006,6.3689999999999997E-2,5.4101999999999997E-2,6.3002000000000002E-2,7.4688000000000004E-2,6.2180999999999997,4.7586000000000004,6.1185,7.8650000000000002,45066,39113,44570,51828,20.010999999999999,17.7,19.902999999999999,22.518000000000001,53.087000000000003,39.637,51.86,69.856999999999999,3.1105999999999998,2.6570999999999998,3.0809000000000002,3.5945999999999998,0.21288000000000001,0.17940999999999999,0.21082000000000001,0.24779999999999999,18399,15729,18256,21291,7.1175000000000002E-2,5.1074000000000001E-2,6.6105999999999998E-2,9.6360000000000001E-2,1135.2,921.39,1111.2,1372.5,0.64104000000000005,0.43535000000000001,0.61617999999999995,0.88251000000000002,0.43464000000000003,0.35021999999999998,0.42802000000000001,0.53105999999999998,3.8751000000000002,3.2597,3.8477000000000001,4.6010999999999997,55.127000000000002,48.738,54.970999999999997,62.286000000000001,39.064,23.774999999999999,39.189,53.707000000000001,3528.2,3124.5,3530.5,3884.7,4463.6000000000004,3637.2,4344.7,5487.9,68.200999999999993,49.648000000000003,65.137,90.513000000000005,1810.4,1475.3,1769.5,2154.9,6.0349000000000004,3.9641999999999999,5.7878999999999996,8.5106999999999999,0.41871999999999998,0.28877999999999998,0.40588000000000002,0.57110000000000005,4.1534000000000004,3.6730999999999998,4.1509999999999998,4.6439000000000004,0.31907000000000002,0.25916,0.30780000000000002,0.38879000000000002,20209,17481,19978,23180,2.9897E-2,2.4365999999999999E-2,2.8910999999999999E-2,3.6366000000000002E-2,0.23693,0.13592000000000001,0.22287999999999999,0.35941000000000001,4.2911999999999999,2.9472999999999998,4.0446999999999997,5.9850000000000003]
[79,6.1822000000000002E-2,5.2595000000000003E-2,6.1054999999999998E-2,7.3047000000000001E-2,6.2180999999999997,4.7586000000000004,6.1185,7.8650000000000002,43907,37564,43372,50837,19.672999999999998,17.297000000000001,19.695,22.283000000000001,50.627000000000002,37.24,49.304000000000002,65.853999999999999,3.0228999999999999,2.5592999999999999,2.9952000000000001,3.5194999999999999,0.20727000000000001,0.17479,0.20485,0.24113000000000001,17901,15138,17673,20714,6.7766000000000007E-2,4.8702000000000002E-2,6.2986E-2,9.2726000000000003E-2,1093.5,885.26,1068.2,1337.6,0.59965999999999997,0.40226000000000001,0.57650999999999997,0.86785000000000001,0.41798999999999997,0.33367000000000002,0.41039999999999999,0.51637999999999995,3.7595000000000001,3.1412,3.7347000000000001,4.4221000000000004,53.844999999999999,46.951000000000001,53.485999999999997,60.854999999999997,39.063000000000002,23.774999999999999,39.189,53.707000000000001,3473,3048.3,3476.1,3871.9,4341.3999999999996,3489.5,4205,5388.7,65.965000000000003,48.283999999999999,63.082000000000001,87.117999999999995,1754.5,1417.4,1700.3,2140.5,5.6582999999999997,3.7000999999999999,5.4010999999999996,8.1198999999999995,0.39387,0.26983000000000001,0.37905,0.54030999999999996,4.0751999999999997,3.5815999999999999,4.0663999999999998,4.5777000000000001,0.30774000000000001,0.24976999999999999,0.29854000000000003,0.37042000000000003,19800,16868,19610,23072,2.8923000000000001E-2,2.3453000000000002E-2,2.8070999999999999E-2,3.5506999999999997E-2,0.21831999999999999,0.12367,0.20524999999999999,0.33968999999999999,4.0578000000000003,2.8071000000000002,3.8113000000000001,5.6708999999999996]
[80,6.1552000000000003E-2,5.1898E-2,6.1073000000000002E-2,7.2343000000000005E-2,6.2180999999999997,4.7586000000000004,6.1185,7.8650000000000002,43726,37328,43331,50663,19.622,17.221,19.666,22.128,50.231999999999999,35.985999999999997,49.037999999999997,65.361999999999995,3.0085000000000002,2.5034999999999998,3.0089999999999999,3.5205000000000002,0.20626,0.17280000000000001,0.20387,0.24376999999999999,17799,14836,17764,20847,6.7096000000000003E-2,4.6822000000000003E-2,6.1809000000000003E-2,9.2433000000000001E-2,1092.2,877.46,1073.5,1336.5,0.58889000000000002,0.37229000000000001,0.56791999999999998,0.85148000000000001,0.4148,0.32566000000000001,0.40992000000000001,0.51054999999999995,3.7267000000000001,3.0710000000000002,3.7212000000000001,4.4291999999999998,53.716999999999999,46.334000000000003,53.779000000000003,60.58,39.064,23.774999999999999,39.189,53.707000000000001,3467.1,3054,3480.2,3871.7,4320.8999999999996,3444.3,4179.7,5408.5,66.003,48.404000000000003,62.718000000000004,88.013000000000005,1745.6,1403.3,1710.2,2140.6999999999998,5.5380000000000003,3.4777999999999998,5.2641,8.1514000000000006,0.38583000000000001,0.25523000000000001,0.37036000000000002,0.54215000000000002,4.0612000000000004,3.5341,4.0609999999999999,4.5762999999999998,0.30548999999999998,0.24168999999999999,0.29948999999999998,0.37058999999999997,19753,16824,19602,22868,2.8753999999999998E-2,2.3043999999999999E-2,2.7824000000000002E-2,3.5214000000000002E-2,0.21354000000000001,0.11272,0.19818,0.34115000000000001,4.0023999999999997,2.7019000000000002,3.7591999999999999,5.5629]
[80.166700000000006,6.1878000000000002E-2,5.2304000000000003E-2,6.1365999999999997E-2,7.2714000000000001E-2,6.2180999999999997,4.7586000000000004,6.1185,7.8650000000000002,44093,37703,43711,50891,19.805,17.408999999999999,19.853999999999999,22.254000000000001,50.83,36.802,49.595999999999997,65.385000000000005,3.0238999999999998,2.5215999999999998,3.0156999999999998,3.5304000000000002,0.20827000000000001,0.17510000000000001,0.20580000000000001,0.24514,17950,15035,17910,20913,6.7700999999999997E-2,4.7560999999999999E-2,6.2594999999999998E-2,9.3098E-2,1085.2,872.24,1069.4000000000001,1328.4,0.59411000000000003,0.37354999999999999,0.57396999999999998,0.85997000000000001,0.41766999999999999,0.32879999999999998,0.41236,0.51219999999999999,3.7623000000000002,3.1122999999999998,3.7564000000000002,4.4527000000000001,54.014000000000003,46.654000000000003,54.113999999999997,60.612000000000002,39.063000000000002,23.774999999999999,39.189,53.707000000000001,3495.7,3099.9,3513.6,3890.3,4328.3,3473.6,4186.8,5399.5,65.206000000000003,47.887999999999998,61.875999999999998,86.825000000000003,1746.8,1411.4,1711.1,2135.8000000000002,5.6237000000000004,3.5251999999999999,5.3658999999999999,8.2570999999999994,0.39062999999999998,0.25934000000000001,0.37728,0.54947000000000001,4.1007999999999996,3.5807000000000002,4.1020000000000003,4.6104000000000003,0.30775999999999998,0.24382000000000001,0.30171999999999999,0.37401000000000001,19882,16985,19746,22919,2.9038999999999999E-2,2.333E-2,2.819E-2,3.5484000000000002E-2,0.21689,0.11325,0.20232,0.34893999999999997,4.0385999999999997,2.7138,3.7837000000000001,5.7188999999999997]
[80.916700000000006,6.1515E-2,5.1616000000000002E-2,6.0953E-2,7.2263999999999995E-2,6.2180999999999997,4.7586000000000004,6.1185,7.8650000000000002,43669,37244,43281,51006,19.594999999999999,17.042000000000002,19.611999999999998,22.044,50.085000000000001,35.97,48.959000000000003,65.638999999999996,3.0081000000000002,2.5121000000000002,3.0148999999999999,3.4954999999999998,0.20605999999999999,0.17130999999999999,0.20316000000000001,0.24435000000000001,17764,14923,17727,20745,6.6494999999999999E-2,4.7011999999999998E-2,6.2648999999999996E-2,8.9796000000000001E-2,1101.0999999999999,888.59,1090.2,1332.7,0.58313999999999999,0.37236999999999998,0.55874000000000001,0.82962000000000002,0.41249999999999998,0.32278000000000001,0.40742,0.50844,3.7082000000000002,3.0623999999999998,3.7040999999999999,4.3875999999999999,53.686999999999998,46.393999999999998,53.682000000000002,60.207000000000001,39.063000000000002,23.774999999999999,39.189,53.707000000000001,3465.7,3051.3,3469.5,3881.5,4342.1000000000004,3461.8,4210.8999999999996,5459.6,66.432000000000002,49.399000000000001,63.34,87.991,1751.3,1402.4,1707.5,2155.5,5.4603999999999999,3.4043000000000001,5.2323000000000004,7.8613,0.38091000000000003,0.25183,0.36839,0.52598999999999996,4.0526999999999997,3.5059999999999998,4.0621999999999998,4.5664999999999996,0.30434,0.24374999999999999,0.29815999999999998,0.37206,19790,16698,19544,22882,2.8672E-2,2.2905999999999999E-2,2.7813999999999998E-2,3.4908000000000002E-2,0.21090999999999999,0.10918,0.19803999999999999,0.33251999999999998,3.9693999999999998,2.7126000000000001,3.7366000000000001,5.4833999999999996]
[81.666700000000006,6.2169000000000002E-2,5.2352999999999997E-2,6.1720999999999998E-2,7.1793999999999997E-2,6.2180999999999997,4.7586000000000004,6.1185,7.8650000000000002,44101,38001,43649,50785,19.739999999999998,17.443000000000001,19.664000000000001,22.085999999999999,50.795000000000002,37.374000000000002,49.338999999999999,66.162999999999997,3.0396000000000001,2.5754000000000001,3.0196000000000001,3.5257000000000001,0.20788999999999999,0.17449000000000001,0.20523,0.24487,17923,15203,17818,20773,6.7091999999999999E-2,4.8146000000000001E-2,6.3176999999999997E-2,8.8817999999999994E-2,1119.2,902.35,1105.9000000000001,1339.8,0.58943999999999996,0.37628,0.56476999999999999,0.83809999999999996,0.41689999999999999,0.32877000000000001,0.41327999999999998,0.51400000000000001,3.7362000000000002,3.1328999999999998,3.7056,4.3779000000000003,54.215000000000003,47.231000000000002,54.316000000000003,60.735999999999997,39.063000000000002,23.774999999999999,39.189,53.707000000000001,3493.7,3134.5,3492.3,3856.9,4421.3,3549.3,4286,5449.2,67.734999999999999,49.773000000000003,64.305000000000007,87.853999999999999,1778.3,1430.1,1736.7,2166.5,5.5049999999999999,3.4815999999999998,5.2350000000000003,7.9333,0.38403999999999999,0.25949,0.36895,0.53566999999999998,4.0811999999999999,3.5937999999999999,4.0822000000000003,4.5801999999999996,0.30715999999999999,0.24698000000000001,0.29976000000000003,0.36935000000000001,20023,17129,19712,23205,2.8905E-2,2.3307999999999999E-2,2.8147999999999999E-2,3.4622E-2,0.21393000000000001,0.114,0.19938,0.33661999999999997,4.0134999999999996,2.7646999999999999,3.7492999999999999,5.5884999999999998]
[82.583299999999994,6.2356000000000002E-2,5.305E-2,6.1818999999999999E-2,7.2111999999999996E-2,6.2180999999999997,4.7586000000000004,6.1185,7.8650000000000002,44267,38410,43594,51257,19.797000000000001,17.506,19.791,22.209,50.92,37.292999999999999,50.209000000000003,65.165000000000006,3.0451999999999999,2.5950000000000002,3.0430999999999999,3.5160999999999998,0.20846000000000001,0.17482,0.20557,0.24390999999999999,17947,15213,17953,20742,6.7038E-2,4.8266999999999997E-2,6.3352000000000006E-2,9.1055999999999998E-2,1121.5,918.93,1104.8,1342.9,0.58743000000000001,0.37972,0.57152000000000003,0.80942999999999998,0.41737000000000002,0.33229999999999998,0.41578999999999999,0.50612999999999997,3.7357999999999998,3.1341000000000001,3.7240000000000002,4.3658000000000001,54.392000000000003,47.636000000000003,54.283000000000001,61.332999999999998,39.061,23.774999999999999,39.189,53.707000000000001,3503.4,3145.4,3495,3877,4420.6000000000004,3538.6,4289.5,5371.3,68.483999999999995,50.822000000000003,65.025000000000006,89.527000000000001,1778.2,1445.8,1741.8,2133.1,5.4813000000000001,3.4904000000000002,5.2854000000000001,7.6233000000000004,0.38246999999999998,0.26023000000000002,0.37258999999999998,0.51998999999999995,4.0903,3.6152000000000002,4.0987999999999998,4.5663999999999998,0.30767,0.24873999999999999,0.30069000000000001,0.36914999999999998,20044,17127,19816,23247,2.8944000000000001E-2,2.3452000000000001E-2,2.8323999999999998E-2,3.4901000000000001E-2,0.2135,0.11327,0.20332,0.32341999999999999,3.9988999999999999,2.7766000000000002,3.7639,5.5698999999999996]
[83.25,6.2302000000000003E-2,5.2322E-2,6.1733999999999997E-2,7.2044999999999998E-2,6.2180999999999997,4.7586000000000004,6.1185,7.8650000000000002,44512,38442,43823,51301,20.027000000000001,17.544,20.012,22.472000000000001,51.414999999999999,38.207999999999998,50.506,65.73,3.0425,2.5941000000000001,3.0455000000000001,3.5171999999999999,0.21046000000000001,0.17502000000000001,0.20799000000000001,0.24707999999999999,18074,15390,18013,20880,6.7174999999999999E-2,4.8637E-2,6.3418000000000002E-2,9.0959999999999999E-2,1087.8,884.94,1074.3,1308.0999999999999,0.58538999999999997,0.37848999999999999,0.57994999999999997,0.79161999999999999,0.41744999999999999,0.32930999999999999,0.41365000000000002,0.50399000000000005,3.7686999999999999,3.1637,3.7414999999999998,4.3901000000000003,54.456000000000003,47.488,54.401000000000003,61.600999999999999,39.064,23.774999999999999,39.189,53.707000000000001,3536,3182.6,3530,3922.9,4381.1000000000004,3498.2,4241.3999999999996,5354.9,65.611999999999995,48.488999999999997,62.225999999999999,85.176000000000002,1756.6,1426.8,1714.1,2136.3000000000002,5.5521000000000003,3.5242,5.4070999999999998,7.7137000000000002,0.38522000000000001,0.26064999999999999,0.37372,0.51644000000000001,4.1391,3.6680000000000001,4.1509999999999998,4.6430999999999996,0.30828,0.24712999999999999,0.30292999999999998,0.36987999999999999,20124,17228,19885,23138,2.9196E-2,2.3583E-2,2.8715999999999998E-2,3.5034000000000003E-2,0.21564,0.11519,0.20524000000000001,0.32451999999999998,3.9969999999999999,2.7480000000000002,3.7776000000000001,5.4920999999999998]
[84.083299999999994,6.1603999999999999E-2,5.1790999999999997E-2,6.1023000000000001E-2,7.1841000000000002E-2,6.2180999999999997,4.7586000000000004,6.1185,7.8650000000000002,43927,37264,43343,51485,19.844000000000001,17.315000000000001,19.757000000000001,22.558,49.805,35.936,48.212000000000003,64.811999999999998,3.0099,2.5198999999999998,2.9912000000000001,3.5308000000000002,0.20715,0.17208000000000001,0.20523,0.24507000000000001,17808,14845,17696,20874,6.4986000000000002E-2,4.6869000000000001E-2,6.1093000000000001E-2,8.6624000000000007E-2,1087.8,878.3,1074.5,1320.8,0.56157000000000001,0.36065000000000003,0.54629000000000005,0.75229000000000001,0.40864,0.31912000000000001,0.40523999999999999,0.49722,3.6993999999999998,3.0529000000000002,3.6735000000000002,4.3731999999999998,53.970999999999997,46.616,54.061,61.232999999999997,39.064,23.774999999999999,39.189,53.707000000000001,3512.5,3100.2,3505.4,3934.2,4366,3404.9,4234.3,5502.2,66.935000000000002,48.024999999999999,64.003,87.664000000000001,1749.3,1389.2,1694.6,2193.6999999999998,5.2771999999999997,3.3155000000000001,5.0834999999999999,7.2998000000000003,0.36845,0.24365999999999999,0.35646,0.49410999999999999,4.0934999999999997,3.5798999999999999,4.0997000000000003,4.609,0.30219000000000001,0.24221999999999999,0.29554999999999998,0.3604,20012,16898,19734,23608,2.8632000000000001E-2,2.3196999999999999E-2,2.7973000000000001E-2,3.4609000000000001E-2,0.20229,0.10352,0.18986,0.30481999999999998,3.8536999999999999,2.6682999999999999,3.6551999999999998,5.2180999999999997]
[84.833299999999994,6.1558000000000002E-2,5.1907000000000002E-2,6.0705000000000002E-2,7.2815000000000005E-2,6.2180999999999997,4.7586000000000004,6.1185,7.8650000000000002,43787,37378,43213,51369,19.664000000000001,17.149000000000001,19.567,22.471,49.776000000000003,36.408999999999999,48.174999999999997,64.438999999999993,3.0059999999999998,2.5245000000000002,2.9878,3.5762999999999998,0.20580000000000001,0.17171,0.20276,0.24521999999999999,17704,14918,17590,20991,6.5044000000000005E-2,4.6772000000000001E-2,6.1185000000000003E-2,8.8005E-2,1106.8,885.35,1084.5999999999999,1346,0.56418000000000001,0.36663000000000001,0.54576999999999998,0.76707999999999998,0.40820000000000001,0.32288,0.39959,0.49206,3.6718000000000002,3.0516000000000001,3.6450999999999998,4.3689,53.847000000000001,46.655999999999999,53.563000000000002,61.436999999999998,39.064,23.774999999999999,39.189,53.707000000000001,3483.4,3054.6,3489.8,3908.9,4381,3430.1,4216.2,5460.2,68.162000000000006,48.817999999999998,64.25,90.629000000000005,1758.7,1392.4,1697.7,2189.6,5.2504999999999997,3.3517999999999999,5.0541999999999998,7.2803000000000004,0.36692000000000002,0.24751000000000001,0.35692000000000002,0.48970999999999998,4.0552000000000001,3.5230000000000001,4.0437000000000003,4.6048,0.30164999999999997,0.24092,0.29396,0.36049999999999999,19924,16721,19601,23453,2.8577000000000002E-2,2.2860999999999999E-2,2.7605000000000001E-2,3.4930999999999997E-2,0.2029,0.10653,0.19317999999999999,0.30105999999999999,3.8531,2.7017000000000002,3.6223999999999998,5.1592000000000002]
[85.583299999999994,6.2566999999999998E-2,5.3272E-2,6.1807000000000001E-2,7.3061000000000001E-2,6.2180999999999997,4.7586000000000004,6.1185,7.8650000000000002,44465,38363,43592,51235,19.872,17.420000000000002,19.818999999999999,22.335999999999999,50.814999999999998,38.125,49.317999999999998,65.497,3.0512000000000001,2.5863,3.0232000000000001,3.5539999999999998,0.20846999999999999,0.17582999999999999,0.20663000000000001,0.24660000000000001,17940,15360,17851,20903,6.6255999999999995E-2,4.8793000000000003E-2,6.2830999999999998E-2,8.8928999999999994E-2,1128,910,1110.5999999999999,1362.5,0.57840999999999998,0.38009999999999999,0.56091999999999997,0.77746000000000004,0.41510000000000002,0.33265,0.40905000000000002,0.50129000000000001,3.7181000000000002,3.1335999999999999,3.6905999999999999,4.3520000000000003,54.604999999999997,47.850999999999999,54.465000000000003,61.395000000000003,39.063000000000002,23.774999999999999,39.189,53.707000000000001,3520.8,3119.3,3507.7,3921,4439.3999999999996,3514.1,4301.2,5492.3,68.846999999999994,50.228000000000002,66.489999999999995,88.856999999999999,1787.2,1432.2,1742.9,2175.3000000000002,5.3635999999999999,3.4597000000000002,5.1394000000000002,7.4261999999999997,0.37446000000000002,0.25518000000000002,0.36266999999999999,0.50161999999999995,4.0986000000000002,3.5992999999999999,4.0937999999999999,4.6201999999999996,0.30692000000000003,0.25115999999999999,0.30110999999999999,0.36452000000000001,20152,17092,19904,23645,2.9069999999999999E-2,2.3474999999999999E-2,2.8077999999999999E-2,3.5786999999999999E-2,0.20891999999999999,0.11386,0.19625000000000001,0.30858999999999998,3.9222999999999999,2.7719999999999998,3.7145000000000001,5.3794000000000004]
[85.75,6.1807000000000001E-2,5.2664000000000002E-2,6.0970999999999997E-2,7.2137000000000007E-2,6.2180999999999997,4.7586000000000004,6.1185,7.8650000000000002,43960,37877,43121,50965,19.695,17.231000000000002,19.719000000000001,22.276,50.009,37.134,49.241999999999997,64.138000000000005,3.0167000000000002,2.5512999999999999,2.9956,3.5062000000000002,0.20612,0.17382,0.20433000000000001,0.24398,17743,15094,17652,20620,6.5166000000000002E-2,4.7884999999999997E-2,6.1934999999999997E-2,8.6985000000000007E-2,1112.8,886.84,1105.2,1347.2,0.56637000000000004,0.37330999999999998,0.54935999999999996,0.77098999999999995,0.40915000000000001,0.32751000000000002,0.40488000000000002,0.49558999999999997,3.6758000000000002,3.0876999999999999,3.6415999999999999,4.3182999999999998,54.027999999999999,47.005000000000003,53.893000000000001,61.029000000000003,39.064,23.774999999999999,39.189,53.707000000000001,3490.8,3095.5,3477,3900,4400.6000000000004,3480.7,4257,5526,67.849000000000004,49.085999999999999,65.41,87.504000000000005,1769.4,1404.4,1729.5,2183.4,5.2557999999999998,3.4213,5.0270999999999999,7.3103999999999996,0.36729000000000001,0.25125999999999998,0.35483999999999999,0.49320000000000003,4.0603999999999996,3.5627,4.0523999999999996,4.5765000000000002,0.30270000000000002,0.24818999999999999,0.29682999999999998,0.35881999999999997,19985,16936,19793,23598,2.8719999999999999E-2,2.3127000000000002E-2,2.7831999999999999E-2,3.5251999999999999E-2,0.20363000000000001,0.11153,0.19120999999999999,0.30251,3.8506999999999998,2.7147999999999999,3.6276999999999999,5.2931999999999997]
[86.5,6.2667E-2,5.3305999999999999E-2,6.1845999999999998E-2,7.2688000000000003E-2,6.2180999999999997,4.7586000000000004,6.1185,7.8650000000000002,44536,38505,44002,51515,19.911999999999999,17.439,19.956,22.260999999999999,50.930999999999997,38.264000000000003,49.56,65.465000000000003,3.0535000000000001,2.5935000000000001,3.0348999999999999,3.5289999999999999,0.20879,0.17641999999999999,0.20646999999999999,0.24326999999999999,17960,15341,17925,20866,6.6267999999999994E-2,4.8654999999999997E-2,6.2428999999999998E-2,8.8290999999999994E-2,1124.9000000000001,912.06,1119.2,1329.7,0.57762999999999998,0.38189000000000001,0.55915999999999999,0.80359999999999998,0.41546,0.33398,0.41154000000000002,0.50283,3.7204999999999999,3.1400999999999999,3.6962999999999999,4.3550000000000004,54.701999999999998,47.701999999999998,54.637,61.22,39.064,23.774999999999999,39.189,53.707000000000001,3527,3136.6,3534.3,3899.6,4428.2,3512.9,4319.1000000000004,5463.4,68.64,50.786999999999999,66.153000000000006,88.662000000000006,1783.9,1426.5,1760.9,2150.3000000000002,5.3611000000000004,3.5032999999999999,5.1092000000000004,7.4958999999999998,0.37436000000000003,0.26122000000000001,0.36179,0.50988999999999995,4.1058000000000003,3.6040999999999999,4.1064999999999996,4.6300999999999997,0.30708999999999997,0.25145000000000001,0.3009,0.36429,20157,17228,19992,23414,2.9111999999999999E-2,2.3456999999999999E-2,2.8265999999999999E-2,3.5749999999999997E-2,0.20906,0.11309,0.19738,0.31469999999999998,3.9298000000000002,2.7452000000000001,3.7378,5.4196999999999997]
[87.25,6.2230000000000001E-2,5.2768000000000002E-2,6.1717000000000001E-2,7.2907E-2,6.2180999999999997,4.7586000000000004,6.1185,7.8650000000000002,44488,37945,43967,51853,20.026,17.391999999999999,20.091999999999999,22.51,51.093000000000004,38.036999999999999,49.225000000000001,67.569999999999993,3.0352999999999999,2.5634999999999999,3.0207000000000002,3.5165999999999999,0.20954999999999999,0.17649999999999999,0.20635999999999999,0.24778,17985,15114,17853,20903,6.6053000000000001E-2,4.8237000000000002E-2,6.1836000000000002E-2,8.8276999999999994E-2,1088.0999999999999,879.94,1081.9000000000001,1297.3,0.57201999999999997,0.37828000000000001,0.54652999999999996,0.80815999999999999,0.41275000000000001,0.32635999999999998,0.40472999999999998,0.50548999999999999,3.7349000000000001,3.0914000000000001,3.7025000000000001,4.4048999999999996,54.451000000000001,47.308,54.561999999999998,60.968000000000004,39.063000000000002,23.774999999999999,39.189,53.707000000000001,3540.6,3128.4,3553.9,3916.6,4386.1000000000004,3473.9,4252.3,5445.2,65.334999999999994,48.393999999999998,62.95,84.358000000000004,1759.1,1402.7,1730.4,2125.4,5.3958000000000004,3.5749,5.1231,7.8071000000000002,0.37481999999999999,0.26334000000000002,0.35859000000000002,0.52305999999999997,4.1304999999999996,3.5924999999999998,4.1303999999999998,4.6323999999999996,0.30569000000000002,0.24678,0.29846,0.36335000000000001,20176,17066,20044,23379,2.9204000000000001E-2,2.3328999999999999E-2,2.8233000000000001E-2,3.5943999999999997E-2,0.20932999999999999,0.11556,0.19539000000000001,0.32808999999999999,3.9079000000000002,2.6996000000000002,3.6812,5.3954000000000004]
[88.083299999999994,6.1633E-2,5.2245E-2,6.0512000000000003E-2,7.2510000000000005E-2,6.2180999999999997,4.7586000000000004,6.1185,7.8650000000000002,43914,37851,43309,51150,19.863,17.234000000000002,19.754999999999999,22.593,49.691000000000003,36.85,47.51,65.721999999999994,3.0108000000000001,2.5392000000000001,2.9575999999999998,3.5464000000000002,0.20677000000000001,0.17374000000000001,0.20258999999999999,0.24429000000000001,17763,15043,17542,20889,6.4324000000000006E-2,4.7648999999999997E-2,5.9678000000000002E-2,8.7122000000000005E-2,1093,879.51,1066.8,1328.8,0.55257000000000001,0.36912,0.52224000000000004,0.77598999999999996,0.40526000000000001,0.32384000000000002,0.39378999999999997,0.49768000000000001,3.6758000000000002,3.0994000000000002,3.6328999999999998,4.3781999999999996,54.119,46.959000000000003,53.962000000000003,61.798000000000002,39.063000000000002,23.774999999999999,39.189,53.707000000000001,3519.4,3119.3,3503,3946.2,4386.3999999999996,3475,4211.8,5504.4,65.989000000000004,49.116999999999997,63.186,85.521000000000001,1755.6,1395.2,1708,2188.1999999999998,5.1589,3.4333999999999998,4.8437000000000001,7.3829000000000002,0.36054999999999998,0.25295000000000001,0.33996999999999999,0.49818000000000001,4.0907,3.5973999999999999,4.0670999999999999,4.6580000000000004,0.30103000000000002,0.246,0.29242000000000001,0.36204999999999998,20080,16994,19795,23413,2.8648E-2,2.3104E-2,2.7810000000000001E-2,3.5230999999999998E-2,0.19756000000000001,0.11031000000000001,0.18153,0.30969999999999998,3.7934000000000001,2.6579999999999999,3.5348000000000002,5.2191999999999998]
[88.833299999999994,6.1544000000000001E-2,5.2843000000000001E-2,6.0564E-2,7.1753999999999998E-2,6.2180999999999997,4.7586000000000004,6.1185,7.8650000000000002,43717,38138,43008,50868,19.698,17.190000000000001,19.667999999999999,22.39,49.59,37.075000000000003,48.152999999999999,65.204999999999998,3.0034000000000001,2.5562999999999998,2.9674,3.5188999999999999,0.20533999999999999,0.17568,0.20255999999999999,0.2397,17661,15179,17503,20814,6.4260999999999999E-2,4.7486E-2,5.9561999999999997E-2,8.6369000000000001E-2,1102.5,897.96,1079.2,1330,0.55393999999999999,0.37718000000000002,0.53480000000000005,0.77532000000000001,0.40427000000000002,0.32635999999999998,0.39488000000000001,0.50073999999999996,3.6505000000000001,3.0798000000000001,3.6177999999999999,4.3196000000000003,54.003999999999998,46.978000000000002,53.671999999999997,61.856000000000002,39.057000000000002,23.774999999999999,39.189,53.707000000000001,3493.7,3137.3,3468.5,3906.9,4387.8,3521.9,4218.2,5497.2,66.953999999999994,49.45,65.519000000000005,84.596999999999994,1757.3,1421.6,1704.1,2182,5.1360999999999999,3.3984999999999999,4.9024000000000001,7.2732999999999999,0.35941000000000001,0.24995000000000001,0.34405000000000002,0.49386000000000002,4.0557999999999996,3.5777999999999999,4.032,4.6025,0.30034,0.24732000000000001,0.29333999999999999,0.35959000000000002,19960,17088,19597,23566,2.8486999999999998E-2,2.3296000000000001E-2,2.7643000000000001E-2,3.4223999999999997E-2,0.19792000000000001,0.10962,0.18323,0.30593999999999999,3.7898999999999998,2.6671,3.5550999999999999,5.2034000000000002]
[89.666700000000006,6.2286000000000001E-2,5.3787000000000001E-2,6.1081000000000003E-2,7.3307999999999998E-2,6.2180999999999997,4.7586000000000004,6.1185,7.8650000000000002,44246,38714,43774,51124,19.895,17.488,19.797000000000001,22.446000000000002,50.393999999999998,37.680999999999997,48.76,65.381,3.0392000000000001,2.6093999999999999,3.0059,3.5486,0.20771000000000001,0.17741999999999999,0.20488000000000001,0.24224999999999999,17872,15398,17704,20876,6.5286999999999998E-2,4.7678999999999999E-2,6.1178999999999997E-2,8.6705000000000004E-2,1118.4000000000001,916.54,1098.5,1354.6,0.56315000000000004,0.38755000000000001,0.53805000000000003,0.77776000000000001,0.40889999999999999,0.33305000000000001,0.40349000000000002,0.49870999999999999,3.6926000000000001,3.1307,3.6674000000000002,4.3358999999999996,54.576000000000001,47.924999999999997,54.124000000000002,61.588000000000001,39.064,23.774999999999999,39.189,53.707000000000001,3529.1,3179.9,3512.8,3937.3,4452.6000000000004,3599.6,4243.5,5676.1,68.965999999999994,50.119,65.603999999999999,87.674000000000007,1781.1,1452.1,1733.2,2231.1999999999998,5.2234999999999996,3.4426999999999999,4.9562999999999997,7.3825000000000003,0.36520000000000002,0.25736999999999999,0.34987000000000001,0.49896000000000001,4.0968999999999998,3.6280000000000001,4.0743999999999998,4.5837000000000003,0.30373,0.25108000000000003,0.29659999999999997,0.36185,20204,17367,19700,23977,2.8837000000000002E-2,2.3529999999999999E-2,2.7968E-2,3.5076999999999997E-2,0.20215,0.11379,0.19073999999999999,0.30997999999999998,3.8368000000000002,2.7021999999999999,3.6141999999999999,5.2614000000000001]
[90.416700000000006,6.3216999999999995E-2,5.4632E-2,6.2198999999999997E-2,7.4454999999999993E-2,6.2180999999999997,4.7586000000000004,6.1185,7.8650000000000002,44896,39190,44327,51773,20.175999999999998,17.809999999999999,20.199000000000002,22.556999999999999,51.442999999999998,38.347999999999999,50.235999999999997,67.215000000000003,3.0804,2.6554000000000002,3.0592999999999999,3.5522999999999998,0.21099000000000001,0.18046999999999999,0.20851,0.24573,18143,15544,17989,21170,6.6508999999999999E-2,4.904E-2,6.1927999999999997E-2,8.8436000000000001E-2,1128.8,924.39,1102.5999999999999,1349.5,0.57645000000000002,0.39049,0.5605,0.79652000000000001,0.41594999999999999,0.33743000000000001,0.40978999999999999,0.50839000000000001,3.7494999999999998,3.1684999999999999,3.7393000000000001,4.4019000000000004,55.345999999999997,48.813000000000002,54.945,62.456000000000003,39.064,23.774999999999999,39.189,53.707000000000001,3575.4,3227.6,3566.9,3967.7,4485.5,3643.7,4323.5,5610.3,69.281999999999996,50.584000000000003,65.903000000000006,91.305999999999997,1796,1469.5,1754.9,2220.6999999999998,5.3559999999999999,3.5539000000000001,5.1326000000000001,7.5852000000000004,0.37345,0.26173000000000002,0.35838999999999999,0.51200000000000001,4.1562999999999999,3.6996000000000002,4.1334999999999997,4.6555999999999997,0.30880999999999997,0.25512000000000001,0.30245,0.36969000000000002,20413,17596,19991,24066,2.9374000000000001E-2,2.3879999999999998E-2,2.8604000000000001E-2,3.5422000000000002E-2,0.20837,0.11613999999999999,0.19531999999999999,0.31580000000000003,3.9133,2.7875000000000001,3.6798000000000002,5.3517000000000001]
[91.166700000000006,6.1816000000000003E-2,5.2741999999999997E-2,6.0835E-2,7.1898000000000004E-2,6.2180999999999997,4.7586000000000004,6.1185,7.8650000000000002,44100,38062,43519,51190,19.998000000000001,17.545000000000002,19.977,22.459,49.789000000000001,36.71,48.436,65.254000000000005,3.0148000000000001,2.5619000000000001,2.9946999999999999,3.4794,0.20749000000000001,0.17652999999999999,0.20537,0.24346000000000001,17827,15129,17599,20636,6.4270999999999995E-2,4.7446000000000002E-2,6.0117999999999998E-2,8.5692000000000004E-2,1084.3,879.53,1060.4000000000001,1301.8,0.54905999999999999,0.36958999999999997,0.53003,0.75783,0.40425,0.32622000000000001,0.39829999999999999,0.49198999999999998,3.6844000000000001,3.0872000000000002,3.6492,4.3170999999999999,54.372,47.52,54.052999999999997,61.158999999999999,39.064,23.774999999999999,39.189,53.707000000000001,3542.7,3155,3523.4,3935.6,4372.7,3540.2,4205.3999999999996,5515.2,66.132999999999996,48.226999999999997,63.497,86.460999999999999,1745.8,1419.4,1695.7,2137.3000000000002,5.1436000000000002,3.3725000000000001,4.9398999999999997,7.2803000000000004,0.35898999999999998,0.24979000000000001,0.34555000000000002,0.49357000000000001,4.1157000000000004,3.6071,4.0941999999999998,4.6109999999999998,0.30126999999999998,0.2477,0.29276999999999997,0.36202000000000001,20112,17162,19758,23420,2.8746000000000001E-2,2.3466000000000001E-2,2.8154999999999999E-2,3.4499000000000002E-2,0.19652,0.10854,0.18515000000000001,0.30423,3.7593000000000001,2.6637,3.5150999999999999,5.0919999999999996]
[91.333299999999994,6.3187999999999994E-2,5.4136999999999998E-2,6.2056E-2,7.3712E-2,6.2180999999999997,4.7586000000000004,6.1185,7.8650000000000002,44938,38975,44412,51763,20.241,17.73,20.222000000000001,22.664000000000001,51.741,38.628,50.360999999999997,66.674000000000007,3.0779999999999998,2.6396999999999999,3.0501999999999998,3.5442999999999998,0.21163999999999999,0.18128,0.20929,0.2467,18187,15530,17960,21066,6.6600000000000006E-2,4.9341999999999997E-2,6.2118E-2,8.9445999999999998E-2,1114.5999999999999,907.71,1094.2,1340.6,0.57584000000000002,0.38951999999999998,0.55800000000000005,0.80117000000000005,0.41586000000000001,0.33914,0.41042000000000001,0.50585000000000002,3.7624,3.1840000000000002,3.7082999999999999,4.3928000000000003,55.295999999999999,48.53,55.048000000000002,61.902999999999999,39.064,23.774999999999999,39.189,53.707000000000001,3584.2,3194.5,3567.7,3977,4474.6000000000004,3620.3,4329.1000000000004,5581.2,68.066999999999993,49.21,65.686999999999998,89.265000000000001,1789.9,1468.8,1749.4,2170,5.3939000000000004,3.5684999999999998,5.2213000000000003,7.7291999999999996,0.37520999999999999,0.26177,0.36345,0.51871999999999996,4.1698000000000004,3.6762000000000001,4.1412000000000004,4.6647999999999996,0.30926999999999999,0.25335999999999997,0.29926999999999998,0.36957000000000001,20448,17619,20039,23707,2.9465000000000002E-2,2.4117E-2,2.8774999999999998E-2,3.5241000000000001E-2,0.21021000000000001,0.11744,0.19846,0.32403999999999999,3.9157999999999999,2.7795999999999998,3.6903000000000001,5.2892999999999999]
[92.083299999999994,6.1681E-2,5.2801000000000001E-2,6.0412E-2,7.1173E-2,6.2180999999999997,4.7586000000000004,6.1185,7.8650000000000002,43830,38055,42955,50925,19.917999999999999,17.544,19.850999999999999,22.416,49.472999999999999,37.213999999999999,47.953000000000003,63.470999999999997,3.0078,2.5613999999999999,2.9714999999999998,3.4885000000000002,0.20649000000000001,0.17748,0.20305000000000001,0.24217,17759,15254,17570,20677,6.3799999999999996E-2,4.7496999999999998E-2,5.9448000000000001E-2,8.2341999999999999E-2,1089.4000000000001,881.01,1069.5,1326.7,0.54296999999999995,0.36235000000000001,0.52025999999999994,0.75016000000000005,0.40210000000000001,0.33051000000000003,0.39490999999999998,0.49130000000000001,3.6656,3.0998000000000001,3.6292,4.3175999999999997,54.241,47.718000000000004,53.688000000000002,61.505000000000003,39.064,23.774999999999999,39.189,53.707000000000001,3531.6,3147,3519.2,3942.1,4382.5,3496.1,4237.3999999999996,5519.8,66.144000000000005,48.542999999999999,63.247,86.132999999999996,1747.8,1414,1705.1,2141,5.077,3.3603999999999998,4.8650000000000002,7.0956999999999999,0.35511999999999999,0.24779000000000001,0.33927000000000002,0.48409000000000002,4.0971000000000002,3.6251000000000002,4.0655999999999999,4.6421999999999999,0.29981999999999998,0.24623999999999999,0.29109000000000002,0.36192999999999997,20082,17184,19708,23377,2.8583999999999998E-2,2.3403E-2,2.7876999999999999E-2,3.4646999999999997E-2,0.19411999999999999,0.10712000000000001,0.18262999999999999,0.29748999999999998,3.7214999999999998,2.6349,3.5078999999999998,5.0129999999999999]
[92.833299999999994,6.1800000000000001E-2,5.2384E-2,6.1009000000000001E-2,7.1845000000000006E-2,6.2180999999999997,4.7586000000000004,6.1185,7.8650000000000002,43676,37350,43168,50259,19.788,17.196000000000002,19.648,22.401,49.673999999999999,36.454000000000001,48.485999999999997,65.266000000000005,3.0093999999999999,2.5390999999999999,2.9954000000000001,3.4929999999999999,0.20588000000000001,0.17401,0.20327999999999999,0.24176,17715,14949,17460,20734,6.4141000000000004E-2,4.6575999999999999E-2,6.0019999999999997E-2,8.6403999999999995E-2,1104.5,890.28,1089.7,1333.7,0.54852000000000001,0.36297000000000001,0.53061999999999998,0.75924999999999998,0.4037,0.32314999999999999,0.39685999999999999,0.49235000000000001,3.6547000000000001,3.0411999999999999,3.6053000000000002,4.3085000000000004,54.125999999999998,46.954000000000001,53.698999999999998,61.746000000000002,39.06,23.774999999999999,39.189,53.643000000000001,3510.3,3091.8,3480,3938,4397.3999999999996,3451.4,4282.3,5568.4,67.89,49.457000000000001,64.507999999999996,89.289000000000001,1757.5,1390.9,1725.8,2180.6,5.0990000000000002,3.3210000000000002,4.8743999999999996,7.0605000000000002,0.35700999999999999,0.24604000000000001,0.34643000000000002,0.47677000000000003,4.0712000000000002,3.5588000000000002,4.0461999999999998,4.6219999999999999,0.30018,0.24135999999999999,0.29207,0.36130000000000001,20045,16953,19643,23625,2.8545999999999998E-2,2.3179000000000002E-2,2.7792000000000001E-2,3.4537999999999999E-2,0.19670000000000001,0.10768,0.18359,0.29693999999999998,3.7433000000000001,2.6190000000000002,3.5642999999999998,5.1744000000000003]
[93.666700000000006,6.2686000000000006E-2,5.3474000000000001E-2,6.2057000000000001E-2,7.3033000000000001E-2,6.2180999999999997,4.7586000000000004,6.1185,7.8650000000000002,44229,37920,43775,50921,19.997,17.462,20.018000000000001,22.547999999999998,50.768000000000001,37.680999999999997,49.334000000000003,65.724999999999994,3.0531999999999999,2.5939000000000001,3.0373000000000001,3.5207000000000002,0.20877999999999999,0.17605000000000001,0.20563999999999999,0.24285000000000001,17967,15363,17782,20768,6.5387000000000001E-2,4.7384000000000003E-2,6.1185999999999997E-2,8.5996000000000003E-2,1125.4000000000001,905.68,1106.9000000000001,1367.2,0.56286999999999998,0.37558000000000002,0.54508999999999996,0.78376999999999997,0.41047,0.33061000000000001,0.40725,0.49251,3.7082999999999999,3.1234000000000002,3.6701000000000001,4.3398000000000003,54.781999999999996,47.776000000000003,54.53,61.863999999999997,39.063000000000002,23.774999999999999,39.189,53.707000000000001,3546.9,3156.8,3537,3945.4,4474.7,3525.2,4334.6000000000004,5524.6,69.486000000000004,49.957000000000001,66.126999999999995,89.775999999999996,1787.7,1429.7,1755.5,2164.6999999999998,5.2324999999999999,3.4230999999999998,4.9958,7.2018000000000004,0.36582999999999999,0.25331999999999999,0.35042000000000001,0.49147999999999997,4.117,3.6326000000000001,4.1115000000000004,4.6406999999999998,0.30486000000000002,0.24789,0.29768,0.36612,20295,17307,19957,23762,2.8986999999999999E-2,2.3571000000000002E-2,2.8277E-2,3.5439999999999999E-2,0.20332,0.11014,0.19042000000000001,0.30298000000000003,3.8161,2.6560000000000001,3.6137000000000001,5.2542999999999997]
[94.416700000000006,6.3681000000000001E-2,5.4074999999999998E-2,6.2705999999999998E-2,7.3766999999999999E-2,6.2180999999999997,4.7586000000000004,6.1185,7.8650000000000002,44886,38743,44290,51601,20.28,17.867000000000001,20.274000000000001,22.788,51.997999999999998,39.231000000000002,50.485999999999997,66.438999999999993,3.0975999999999999,2.6535000000000002,3.0846,3.5507,0.21239,0.18028,0.20982999999999999,0.24578,18251,15614,18083,20887,6.6736000000000004E-2,4.8492E-2,6.2476999999999998E-2,8.7456999999999993E-2,1136.4000000000001,930.98,1122,1362.1,0.57801999999999998,0.39465,0.55600000000000005,0.7893,0.41815999999999998,0.34279999999999999,0.41460000000000002,0.50336999999999998,3.7724000000000002,3.1960000000000002,3.7440000000000002,4.3833000000000002,55.546999999999997,48.499000000000002,55.448999999999998,62.33,39.064,23.774999999999999,39.189,53.707000000000001,3594.1,3202.3,3586,3984.2,4527.3999999999996,3645.8,4382.8,5519.9,69.667000000000002,50.813000000000002,67.718000000000004,90.042000000000002,1809.1,1475.6,1782.2,2161.6999999999998,5.3893000000000004,3.5179999999999998,5.1976000000000004,7.4554999999999998,0.37570999999999999,0.26024999999999998,0.36224000000000001,0.50231999999999999,4.1776999999999997,3.7096,4.1669999999999998,4.6798000000000002,0.31006,0.25441000000000003,0.30379,0.36873,20562,17614,20339,23809,2.9465999999999999E-2,2.4011000000000001E-2,2.8768999999999999E-2,3.5881999999999997E-2,0.21077000000000001,0.11672,0.19963,0.31601000000000001,3.8988999999999998,2.7263000000000002,3.7115,5.2834000000000003]
[95.25,6.2780000000000002E-2,5.3412000000000001E-2,6.1657999999999998E-2,7.3122999999999994E-2,6.2180999999999997,4.7586000000000004,6.1185,7.8650000000000002,44469,38587,43902,51493,20.206,17.661000000000001,20.108000000000001,22.757000000000001,51.42,38.222999999999999,50.24,66.819999999999993,3.0548999999999999,2.5821999999999998,3.0341,3.5137,0.21104000000000001,0.17659,0.20824000000000001,0.24653,18106,15300,17967,20852,6.5766000000000005E-2,4.7414999999999999E-2,6.1683000000000002E-2,8.7604000000000001E-2,1094.7,886.04,1085.3,1308.0999999999999,0.56613999999999998,0.37658999999999998,0.54352999999999996,0.79998000000000002,0.41214000000000001,0.32880999999999999,0.40677999999999997,0.49448999999999999,3.7486999999999999,3.1547999999999998,3.722,4.367,54.887,47.552999999999997,54.682000000000002,61.674999999999997,39.064,23.774999999999999,39.189,53.707000000000001,3576.1,3173.3,3579.4,3969.3,4444.6000000000004,3521,4327.8999999999996,5397.6,66.367999999999995,48.802,64.483999999999995,87.087000000000003,1769.5,1434.3,1748.8,2120.8000000000002,5.3483000000000001,3.4523000000000001,5.1909999999999998,7.4770000000000003,0.37153000000000003,0.25484000000000001,0.36042000000000002,0.50429000000000002,4.1635999999999997,3.6591999999999998,4.1529999999999996,4.6477000000000004,0.30571999999999999,0.24983,0.29842000000000002,0.36932999999999999,20386,17305,20282,23492,2.921E-2,2.3621E-2,2.8566999999999999E-2,3.5573E-2,0.20768,0.11065,0.19861000000000001,0.31103999999999998,3.8290999999999999,2.6652,3.6335999999999999,5.2568000000000001]
[96,6.1801000000000002E-2,5.2046000000000002E-2,6.0705000000000002E-2,7.1740999999999999E-2,6.2180999999999997,4.7586000000000004,6.1185,7.8650000000000002,43610,37041,43393,50505,19.864000000000001,17.437999999999999,19.806000000000001,22.5,49.567999999999998,36.53,48.158999999999999,65.421999999999997,3.0097999999999998,2.5323000000000002,2.9744000000000002,3.5219,0.20641000000000001,0.17304,0.20366000000000001,0.24249000000000001,17739,14973,17556,20731,6.3622999999999999E-2,4.6261999999999998E-2,5.9254000000000001E-2,8.3238000000000006E-2,1096.2,887.87,1083.4000000000001,1325.3,0.54418,0.35975000000000001,0.52037,0.78183999999999998,0.40222000000000002,0.32074000000000003,0.39865,0.49351,3.6606000000000001,3.0533000000000001,3.6337999999999999,4.3175999999999997,54.143000000000001,46.83,54.045999999999999,61.459000000000003,39.064,23.774999999999999,39.189,53.707000000000001,3525.2,3129.2,3518,3943.6,4409.3,3497.6,4317.6000000000004,5369.9,66.869,49.48,64.844999999999999,87.253,1757.1,1401,1726.1,2140.9,5.0716000000000001,3.3388,4.8771000000000004,7.2598000000000003,0.35503000000000001,0.24621999999999999,0.34400999999999998,0.49382999999999999,4.0869999999999997,3.5886999999999998,4.0742000000000003,4.6154000000000002,0.29892000000000002,0.24260999999999999,0.29222999999999999,0.35776000000000002,20122,17009,19966,23371,2.8468E-2,2.3059E-2,2.7528E-2,3.4833999999999997E-2,0.19478999999999999,0.10475,0.18421000000000001,0.30325000000000002,3.6989999999999998,2.5886999999999998,3.4792999999999998,4.9617000000000004]
[96.75,6.2144999999999999E-2,5.2478999999999998E-2,6.1101000000000003E-2,7.2542999999999996E-2,6.2180999999999997,4.7586000000000004,6.1185,7.8650000000000002,43781,37842,43390,50580,19.812000000000001,17.515000000000001,19.759,22.332000000000001,50.183,36.927999999999997,49.271000000000001,66.233999999999995,3.0266999999999999,2.5764,2.9937999999999998,3.5343,0.20663000000000001,0.17558000000000001,0.20468,0.24037,17796,15095,17628,20711,6.4305000000000001E-2,4.6709000000000001E-2,6.0469000000000002E-2,8.6668999999999996E-2,1118.4000000000001,910.77,1100.5,1335.3,0.55527000000000004,0.36196,0.52814000000000005,0.79818,0.40544000000000002,0.32394000000000001,0.39559,0.49869999999999998,3.6690999999999998,3.0809000000000002,3.6225000000000001,4.3341000000000003,54.267000000000003,47.758000000000003,53.844999999999999,61.575000000000003,39.061999999999998,23.774999999999999,39.189,53.707000000000001,3519.4,3131.4,3513.2,3924.3,4455.7,3550.8,4339.1000000000004,5529.8,68.819999999999993,50.186,66.355000000000004,88.91,1780.5,1424.9,1732.3,2199.9,5.1504000000000003,3.3361000000000001,4.9222999999999999,7.3414000000000001,0.36054000000000003,0.24579999999999999,0.34677000000000002,0.49368000000000001,4.0784000000000002,3.5971000000000002,4.0717999999999996,4.6119000000000003,0.30080000000000001,0.24648999999999999,0.29460999999999998,0.36803000000000002,20177,17156,19857,23699,2.8666000000000001E-2,2.3158999999999999E-2,2.7914999999999999E-2,3.4918999999999999E-2,0.19999,0.10879,0.18798999999999999,0.30765999999999999,3.7440000000000002,2.6726999999999999,3.4952000000000001,5.0595999999999997]
[97.583299999999994,6.3141000000000003E-2,5.3399000000000002E-2,6.1855E-2,7.3520000000000002E-2,6.2180999999999997,4.7586000000000004,6.1185,7.8650000000000002,44482,38409,44357,51246,20.064,17.803999999999998,19.920999999999999,22.462,51.39,37.709000000000003,50.273000000000003,66.497,3.0737000000000001,2.6030000000000002,3.0503,3.5768,0.21002999999999999,0.17798,0.20877999999999999,0.24268999999999999,18074,15289,17986,20966,6.5777000000000002E-2,4.7331999999999999E-2,6.1509000000000001E-2,8.8594000000000006E-2,1136.8,925.17,1124.2,1352.7,0.57194999999999996,0.37475999999999998,0.55508999999999997,0.79359000000000002,0.41361999999999999,0.33077000000000001,0.40973999999999999,0.50631999999999999,3.7292000000000001,3.0909,3.7078000000000002,4.3716999999999997,55.015999999999998,48.289000000000001,54.765999999999998,61.935000000000002,39.064,23.774999999999999,39.189,53.707000000000001,3562.1,3174.5,3572.3,3957.6,4517.5,3621,4399.8999999999996,5643.3,70.2,51.064999999999998,66.974999999999994,93.424000000000007,1809.5,1445.4,1770.8,2204.1,5.3028000000000004,3.3755000000000002,5.1285999999999996,7.3410000000000002,0.37032999999999999,0.25024999999999997,0.3584,0.50183999999999995,4.1322000000000001,3.6398000000000001,4.1201999999999996,4.6543000000000001,0.30645,0.25123000000000001,0.30037000000000003,0.37228,20446,17451,20228,23615,2.9221E-2,2.3418999999999999E-2,2.8213999999999999E-2,3.5431999999999998E-2,0.20763000000000001,0.11092,0.19722000000000001,0.31348999999999999,3.8376000000000001,2.7241,3.6181000000000001,5.1673999999999998]
[97.666700000000006,6.3043000000000002E-2,5.3005999999999998E-2,6.1801000000000002E-2,7.3365E-2,6.2180999999999997,4.7586000000000004,6.1185,7.8650000000000002,44434,38130,44364,51332,20.067,17.702999999999999,19.95,22.527999999999999,51.307000000000002,37.238999999999997,50.31,66.87,3.0720000000000001,2.5966999999999998,3.0514999999999999,3.5762,0.20993999999999999,0.17671000000000001,0.20812,0.24268000000000001,18071,15197,18024,21064,6.5609000000000001E-2,4.7246999999999997E-2,6.1426000000000001E-2,8.7819999999999995E-2,1134.8,913.97,1132.0999999999999,1354.6,0.56986000000000003,0.37331999999999999,0.55442000000000002,0.79832000000000003,0.41283999999999998,0.33057999999999998,0.40767999999999999,0.50805999999999996,3.7282999999999999,3.0851000000000002,3.7048000000000001,4.3745000000000003,54.951999999999998,47.938000000000002,54.665999999999997,62.003,39.063000000000002,23.774999999999999,39.189,53.707000000000001,3563.6,3154.9,3572.9,3973.1,4530.8,3606.6,4404.8,5701.8,69.989999999999995,50.432000000000002,66.799000000000007,92.38,1812.8,1437.7,1778.1,2221,5.2870999999999997,3.3639000000000001,5.1246,7.3563000000000001,0.36928,0.24884000000000001,0.35737000000000002,0.50265000000000004,4.1326000000000001,3.6313,4.1193,4.6546000000000003,0.30586999999999998,0.24898000000000001,0.29921999999999999,0.37,20484,17312,20260,23849,2.9198999999999999E-2,2.3236E-2,2.8285999999999999E-2,3.5334999999999998E-2,0.20658000000000001,0.11040999999999999,0.19663,0.31534000000000001,3.8235000000000001,2.7138,3.5929000000000002,5.1521999999999997]
[98.416700000000006,6.4126000000000002E-2,5.4452E-2,6.3006000000000006E-2,7.4620000000000006E-2,6.2180999999999997,4.7586000000000004,6.1185,7.8650000000000002,45101,39055,44853,51676,20.350999999999999,17.975000000000001,20.314,22.911999999999999,52.506999999999998,38.517000000000003,50.865000000000002,68.301000000000002,3.1189,2.6591,3.1101999999999999,3.6107999999999998,0.21343999999999999,0.18038999999999999,0.21104999999999999,0.24593000000000001,18362,15698,18285,21359,6.7091999999999999E-2,4.8481000000000003E-2,6.2482999999999997E-2,8.9553999999999995E-2,1148.3,946.8,1128.7,1369.3,0.58584999999999998,0.38822000000000001,0.56044000000000005,0.81657000000000002,0.42193999999999998,0.33992,0.41474,0.51334999999999997,3.7904,3.1695000000000002,3.7602000000000002,4.4391999999999996,55.761000000000003,49.058999999999997,55.7,62.554000000000002,39.064,23.774999999999999,39.189,53.707000000000001,3611,3215.7,3618.4,4014.8,4567.6000000000004,3688.4,4478,5625.7,70.596000000000004,50.944000000000003,67.460999999999999,92.358000000000004,1831,1490.9,1789.9,2213.5,5.4416000000000002,3.5440999999999998,5.1985999999999999,7.7013999999999996,0.37935000000000002,0.25606000000000001,0.36592999999999998,0.51383000000000001,4.1924999999999999,3.7094,4.1860999999999997,4.7167000000000003,0.31175999999999998,0.25674999999999998,0.30423,0.37408999999999998,20710,17601,20591,23880,2.9683999999999999E-2,2.3934E-2,2.8920000000000001E-2,3.6053000000000002E-2,0.21401999999999999,0.11533,0.20324,0.32530999999999999,3.9127999999999998,2.7780999999999998,3.6705999999999999,5.3003999999999998]
[99.25,6.3066999999999998E-2,5.3756999999999999E-2,6.2106000000000001E-2,7.4345999999999995E-2,6.2180999999999997,4.7586000000000004,6.1185,7.8650000000000002,44663,38681,44318,51348,20.263999999999999,17.89,20.134,22.809000000000001,51.869,38.655999999999999,49.993000000000002,68.515000000000001,3.069,2.6259999999999999,3.0369000000000002,3.5733000000000001,0.21181,0.18037,0.20802999999999999,0.24685000000000001,18188,15551,17988,21302,6.6007999999999997E-2,4.8405999999999998E-2,6.13E-2,8.7354000000000001E-2,1102.5,906.97,1086.0999999999999,1338.2,0.57237000000000005,0.37558000000000002,0.53971999999999998,0.80788000000000004,0.41500999999999999,0.33295999999999998,0.40514,0.50307000000000002,3.7618999999999998,3.1650999999999998,3.7151999999999998,4.4218999999999999,55.027999999999999,48.573,54.834000000000003,61.881,39.063000000000002,23.774999999999999,39.189,53.707000000000001,3588.3,3192,3575.1,4006.7,4463.3999999999996,3595.5,4351.7,5602.7,66.947999999999993,48.633000000000003,64.400000000000006,88.433999999999997,1784.5,1456.6,1738.9,2191.6,5.3909000000000002,3.4897999999999998,5.1322999999999999,7.6757999999999997,0.37447000000000003,0.25488,0.35768,0.51305000000000001,4.1745999999999999,3.6985000000000001,4.1578999999999997,4.6657999999999999,0.30720999999999998,0.25302000000000002,0.29709000000000002,0.37128,20477,17463,20294,23841,2.9384E-2,2.3782000000000001E-2,2.8559999999999999E-2,3.5919E-2,0.21029,0.11233,0.19481000000000001,0.32435999999999998,3.8365999999999998,2.7254999999999998,3.5794000000000001,5.2310999999999996]
[99.916700000000006,6.2037000000000002E-2,5.2609000000000003E-2,6.0957999999999998E-2,7.2470999999999994E-2,6.2180999999999997,4.7586000000000004,6.1185,7.8650000000000002,43678,37455,43495,50667,19.847999999999999,17.210999999999999,19.847999999999999,22.547999999999998,50.015000000000001,36.938000000000002,48.155000000000001,66.123000000000005,3.0221,2.5665,2.9935,3.5326,0.20671,0.1734,0.20344999999999999,0.24024000000000001,17783,15101,17730,20701,6.3915E-2,4.6178999999999998E-2,5.9866999999999997E-2,8.5519999999999999E-2,1109.5,904.31,1088.9000000000001,1339.4,0.55266000000000004,0.35879,0.53054000000000001,0.77841000000000005,0.40549000000000002,0.32665,0.39787,0.48973,3.6648000000000001,3.0386000000000002,3.6417999999999999,4.3337000000000003,54.265000000000001,47.332000000000001,53.902999999999999,61.758000000000003,39.06,23.774999999999999,39.189,53.707000000000001,3523.1,3091,3515.4,3950.8,4420.8999999999996,3528.4,4293.3999999999996,5446.7,67.590999999999994,49.48,65.302999999999997,89.331999999999994,1771.7,1435.4,1726.9,2174.8000000000002,5.1226000000000003,3.3479000000000001,4.8762999999999996,7.2282999999999999,0.35872999999999999,0.24665999999999999,0.34606999999999999,0.49041000000000001,4.0822000000000003,3.5562999999999998,4.0837000000000003,4.6075999999999997,0.30043999999999998,0.24393000000000001,0.29520999999999997,0.36529,20133,16982,19857,23627,2.8617E-2,2.2974999999999999E-2,2.7951E-2,3.5247000000000001E-2,0.19824,0.10672,0.18476000000000001,0.30386999999999997,3.7099000000000002,2.6048,3.4828000000000001,5.0362999999999998]
[100.833,6.2087999999999997E-2,5.2653999999999999E-2,6.0720000000000003E-2,7.3116E-2,6.2180999999999997,4.7586000000000004,6.1185,7.8650000000000002,43663,37825,43398,50425,19.821000000000002,17.109000000000002,19.745999999999999,22.521999999999998,50.1,37.555999999999997,48.23,65.757999999999996,3.0200999999999998,2.5743,2.9742000000000002,3.5112999999999999,0.20663000000000001,0.17607999999999999,0.20347999999999999,0.24057000000000001,17775,15103,17524,20814,6.3911999999999997E-2,4.6629999999999998E-2,5.9228999999999997E-2,8.4126999999999993E-2,1111.3,914.29,1087,1345.2,0.55484999999999995,0.36858000000000002,0.52653000000000005,0.77429999999999999,0.40590999999999999,0.32512000000000002,0.39573999999999998,0.49248999999999998,3.6636000000000002,3.0674999999999999,3.6092,4.3022999999999998,54.225999999999999,47.442999999999998,53.838000000000001,61.752000000000002,39.061999999999998,23.774999999999999,39.189,53.707000000000001,3517.7,3102.2,3518.3,3926.9,4407,3524.1,4251.1000000000004,5344.7,67.302000000000007,48.938000000000002,65.113,86.432000000000002,1766.5,1444.1,1715,2174.4,5.1463999999999999,3.4617,4.8281000000000001,7.2461000000000002,0.36015000000000003,0.25173000000000001,0.34112999999999999,0.48971999999999999,4.077,3.5571999999999999,4.0620000000000003,4.5807000000000002,0.30066999999999999,0.24504999999999999,0.2949,0.36379,20086,17169,19798,23349,2.8584999999999999E-2,2.3061999999999999E-2,2.7744999999999999E-2,3.4799999999999998E-2,0.19961000000000001,0.11268,0.18368000000000001,0.30965999999999999,3.7103000000000002,2.6669,3.4891000000000001,4.9931999999999999]
[101.583,6.2940999999999997E-2,5.3971999999999999E-2,6.1707999999999999E-2,7.3131000000000002E-2,6.2180999999999997,4.7586000000000004,6.1185,7.8650000000000002,44235,38546,43558,51002,19.997,17.646000000000001,19.911999999999999,22.719000000000001,51.078000000000003,38.51,49.49,65.843000000000004,3.0573999999999999,2.6311,3.0156000000000001,3.5438000000000001,0.20913000000000001,0.17873,0.20618,0.24188999999999999,17987,15435,17836,20970,6.5064999999999998E-2,4.8087999999999999E-2,6.0393000000000002E-2,8.7286000000000002E-2,1126.0999999999999,935.68,1104.3,1357.2,0.56925000000000003,0.38574999999999998,0.54286000000000001,0.79291,0.41350999999999999,0.33324999999999999,0.40723999999999999,0.50217999999999996,3.7088999999999999,3.1358000000000001,3.6545000000000001,4.3529,54.859000000000002,48.896000000000001,54.603999999999999,62.311999999999998,39.064,23.774999999999999,39.189,53.707000000000001,3546.3,3156.3,3538.5,3950.1,4441.6000000000004,3611.9,4292.8999999999996,5396.3,68.399000000000001,50.71,66.197999999999993,89.686000000000007,1785,1467.8,1734.3,2162.4,5.2751000000000001,3.4575999999999998,5.0503,7.3151999999999999,0.36857000000000001,0.25579000000000002,0.35237000000000002,0.49456,4.1155999999999997,3.6307999999999998,4.0979999999999999,4.6283000000000003,0.30529000000000001,0.25024000000000002,0.29659999999999997,0.37012,20248,17515,20008,23466,2.8975000000000001E-2,2.3559E-2,2.8213999999999999E-2,3.5562999999999997E-2,0.20619000000000001,0.11471000000000001,0.19364000000000001,0.30914000000000003,3.7837999999999998,2.6783999999999999,3.5387,5.1604000000000001]
[102.333,6.3405000000000003E-2,5.4086000000000002E-2,6.2376000000000001E-2,7.3627999999999999E-2,6.2180999999999997,4.7586000000000004,6.1185,7.8650000000000002,44781,38849,44016,51511,20.268999999999998,17.998999999999999,20.154,23.001999999999999,52.079000000000001,38.828000000000003,50.512,68.061999999999998,3.0819999999999999,2.6448999999999998,3.0451999999999999,3.5802999999999998,0.21210000000000001,0.18074000000000001,0.20902999999999999,0.24690999999999999,18222,15512,17945,21134,6.6030000000000005E-2,4.8828999999999997E-2,6.1232000000000002E-2,8.8861999999999997E-2,1117.4000000000001,916.37,1098.0999999999999,1351.8,0.57747000000000004,0.38358999999999999,0.54823,0.80135000000000001,0.41760000000000003,0.33656000000000003,0.40993000000000002,0.51254999999999995,3.7658,3.1840000000000002,3.7115999999999998,4.4211,55.337000000000003,48.889000000000003,55.081000000000003,62.383000000000003,39.064,23.774999999999999,39.189,53.707000000000001,3589.6,3194.2,3586.5,3978.3,4462.8999999999996,3626.1,4359.3999999999996,5380.8,67.221000000000004,50.249000000000002,65.305999999999997,87.034000000000006,1791.3,1473.8,1742.2,2176.6999999999998,5.4123999999999999,3.5257000000000001,5.1765999999999996,7.6432000000000002,0.37635000000000002,0.25925999999999999,0.36192000000000002,0.51114000000000004,4.1741999999999999,3.6871,4.1643999999999997,4.6776999999999997,0.30861,0.25194,0.29957,0.37790000000000001,20467,17579,20168,23681,2.9454999999999999E-2,2.3727999999999999E-2,2.8781000000000001E-2,3.6292999999999999E-2,0.21196000000000001,0.11496000000000001,0.19792000000000001,0.32884000000000002,3.8344,2.6993,3.5678000000000001,5.2893999999999997]
[103.167,6.1829000000000002E-2,5.2290999999999997E-2,6.0729999999999999E-2,7.2522000000000003E-2,6.2180999999999997,4.7586000000000004,6.1185,7.8650000000000002,43753,37830,43073,50303,19.937999999999999,17.428000000000001,19.925000000000001,22.594000000000001,49.994999999999997,37.106000000000002,48.481999999999999,64.972999999999999,3.0074000000000001,2.5512000000000001,2.9821,3.4992999999999999,0.20705999999999999,0.17685999999999999,0.20483000000000001,0.23841000000000001,17795,15110,17686,20811,6.3564999999999997E-2,4.6575999999999999E-2,5.9399E-2,8.7040999999999993E-2,1084.0999999999999,892.35,1057.3,1330.4,0.54942999999999997,0.36192999999999997,0.52339999999999998,0.77841000000000005,0.40433000000000002,0.32424999999999998,0.39334999999999998,0.49547999999999998,3.6730999999999998,3.0939000000000001,3.6326999999999998,4.3277000000000001,54.180999999999997,47.493000000000002,54.036000000000001,61.567,39.061999999999998,23.774999999999999,39.189,53.707000000000001,3533,3136.7,3529.1,3926.6,4348.3,3530.1,4207.3999999999996,5459.3,65.138999999999996,47.680999999999997,62.466000000000001,85.688000000000002,1742.2,1410.6,1696.7,2143,5.1463000000000001,3.3357999999999999,4.8903999999999996,7.2230999999999996,0.35894999999999999,0.24590000000000001,0.34353,0.48979,4.1013999999999999,3.6055999999999999,4.1020000000000003,4.6157000000000004,0.29941000000000001,0.24448,0.29243000000000002,0.36671999999999999,20059,17058,19906,23449,2.8629999999999999E-2,2.3005000000000001E-2,2.8008000000000002E-2,3.5200000000000002E-2,0.19797000000000001,0.10416,0.18271999999999999,0.31058000000000002,3.6678999999999999,2.6023999999999998,3.4155000000000002,5.1924000000000001]
[103.833,6.1372000000000003E-2,5.1833999999999998E-2,6.0486999999999999E-2,7.2208999999999995E-2,6.2180999999999997,4.7586000000000004,6.1185,7.8650000000000002,43260,37253,42738,49529,19.617999999999999,17.155000000000001,19.503,22.337,49.298999999999999,36.725000000000001,48.048000000000002,64.103999999999999,2.9832999999999998,2.5188000000000001,2.9723000000000002,3.4742999999999999,0.20407,0.17277999999999999,0.20197000000000001,0.23752000000000001,17554,14837,17408,20446,6.2812999999999994E-2,4.5102999999999997E-2,5.8622E-2,8.5102999999999998E-2,1095.8,886.91,1075.2,1342,0.54622000000000004,0.36407,0.52315,0.76790999999999998,0.40005000000000002,0.32297999999999999,0.39380999999999999,0.48630000000000001,3.6173000000000002,3.0150999999999999,3.5899000000000001,4.2702999999999998,53.755000000000003,46.475000000000001,53.595999999999997,61.186,39.058999999999997,23.774999999999999,39.189,53.707000000000001,3481,3078.8,3476.6,3886.8,4333,3484.7,4192.7,5365.8,66.504999999999995,48.186,63.232999999999997,86.811000000000007,1739.9,1396.1,1692.7,2154.6999999999998,5.0517000000000003,3.2982,4.8007,7.2447999999999997,0.35376000000000002,0.24324999999999999,0.33756000000000003,0.48533999999999999,4.0332999999999997,3.5283000000000002,4.0209000000000001,4.5620000000000003,0.29653000000000002,0.24024999999999999,0.28932000000000002,0.36014000000000002,19830,16830,19636,23190,2.8239E-2,2.2612E-2,2.7619000000000001E-2,3.4931999999999998E-2,0.19520999999999999,0.1071,0.18007000000000001,0.30693999999999999,3.6347999999999998,2.5646,3.4026000000000001,5.0340999999999996]
[104.083,6.1448000000000003E-2,5.1886000000000002E-2,6.0588999999999997E-2,7.2281999999999999E-2,6.2180999999999997,4.7586000000000004,6.1185,7.8650000000000002,43470,37370,42910,49792,19.797999999999998,17.312999999999999,19.7,22.49,49.304000000000002,36.764000000000003,47.951000000000001,64.096999999999994,2.9885999999999999,2.5310999999999999,2.9769000000000001,3.4773000000000001,0.20529,0.17432,0.20296,0.23871000000000001,17645,14967,17515,20539,6.2761999999999998E-2,4.5211000000000001E-2,5.8393E-2,8.4053000000000003E-2,1082.7,878.44,1064,1325.3,0.54213,0.36273,0.51827999999999996,0.76363999999999999,0.40005000000000002,0.32336999999999999,0.39416000000000001,0.48637999999999998,3.6387999999999998,3.0360999999999998,3.6122999999999998,4.2904,53.953000000000003,46.628,53.850999999999999,61.234999999999999,39.063000000000002,23.774999999999999,39.189,53.707000000000001,3510.3,3106.2,3505.6,3914.9,4326,3497,4189.1000000000004,5327.1,65.31,47.734000000000002,62.363,84.991,1733.5,1398.2,1688.6,2143.1,5.0506000000000002,3.3081999999999998,4.8086000000000002,7.2571000000000003,0.35326999999999997,0.24404000000000001,0.33816000000000002,0.48657,4.0698999999999996,3.5697000000000001,4.0610999999999997,4.5872000000000002,0.29686000000000001,0.24084,0.28986000000000001,0.3594,19930,17043,19782,23167,2.8361000000000001E-2,2.2823E-2,2.7758999999999999E-2,3.4986999999999997E-2,0.19364999999999999,0.10582,0.18168000000000001,0.30747000000000002,3.6221999999999999,2.5682999999999998,3.3902000000000001,4.9555999999999996]
[104.833,6.1469999999999997E-2,5.185E-2,6.0523E-2,7.2330000000000005E-2,6.2180999999999997,4.7586000000000004,6.1185,7.8650000000000002,43301,37520,42904,50075,19.643999999999998,16.928000000000001,19.533000000000001,22.491,49.435000000000002,36.200000000000003,47.747999999999998,64.864000000000004,2.9885999999999999,2.5104000000000002,2.96,3.5354000000000001,0.2044,0.17241000000000001,0.20089000000000001,0.24027000000000001,17581,14806,17413,20726,6.3057000000000002E-2,4.5483000000000003E-2,5.8354000000000003E-2,8.6222999999999994E-2,1097.3,888.53,1074.3,1342.7,0.54852000000000001,0.36162,0.52188000000000001,0.76358999999999999,0.40134999999999998,0.31891999999999998,0.39266000000000001,0.50000999999999995,3.6242999999999999,3.0099,3.5661,4.3395000000000001,53.905999999999999,46.435000000000002,53.570999999999998,62.005000000000003,39.058999999999997,23.774999999999999,39.189,53.707000000000001,3484,3064.1,3473.2,3912.2,4341.2,3448.6,4205,5421.2,66.531000000000006,48.683999999999997,63.203000000000003,86.933999999999997,1741.3,1405.9,1694.2,2170.3000000000002,5.0739000000000001,3.2808000000000002,4.8304999999999998,7.3097000000000003,0.35516999999999999,0.24277000000000001,0.34028000000000003,0.49238999999999999,4.0385,3.5240999999999998,4.0166000000000004,4.6109,0.29704000000000003,0.24004,0.28949999999999998,0.36670000000000003,19840,16892,19486,23468,2.8334999999999999E-2,2.2620000000000001E-2,2.7439999999999999E-2,3.5254000000000001E-2,0.19636000000000001,0.10753,0.18301000000000001,0.30360999999999999,3.6551,2.5649999999999999,3.4323000000000001,5.1115000000000004]
[105.5,6.2660999999999994E-2,5.3460000000000001E-2,6.1685999999999998E-2,7.3011000000000006E-2,6.2180999999999997,4.7586000000000004,6.1185,7.8650000000000002,44070,38720,43245,50968,19.893999999999998,17.381,19.727,22.584,50.807000000000002,37.555999999999997,48.581000000000003,67.474999999999994,3.0421999999999998,2.6044,3.0097,3.5840000000000001,0.20788000000000001,0.17712,0.20337,0.24118000000000001,17885,15246,17697,21046,6.4786999999999997E-2,4.6938000000000001E-2,5.9894000000000003E-2,8.6718000000000003E-2,1125.3,914.11,1099.3,1364.8,0.56835999999999998,0.37997999999999998,0.53874999999999995,0.79232999999999998,0.41047,0.32901000000000002,0.40205000000000002,0.50836999999999999,3.6878000000000002,3.0966999999999998,3.6269,4.3917000000000002,54.728000000000002,47.652999999999999,54.277999999999999,62.567999999999998,39.064,23.774999999999999,39.189,53.707000000000001,3525,3122.6,3501.4,3939.9,4400.8999999999996,3544.2,4269.8,5369.4,67.805999999999997,49.856999999999999,64.933999999999997,88.617000000000004,1769,1439,1719.4,2177.8000000000002,5.2534999999999998,3.4325000000000001,4.9842000000000004,7.5174000000000003,0.36709999999999998,0.25329000000000002,0.3513,0.50438000000000005,4.0928000000000004,3.5926999999999998,4.069,4.6345999999999998,0.30348000000000003,0.24837000000000001,0.29552,0.37203999999999998,20081,17216,19734,23324,2.8905E-2,2.3259999999999999E-2,2.7970999999999999E-2,3.5942000000000002E-2,0.20552999999999999,0.11452,0.19167999999999999,0.32089000000000001,3.7490999999999999,2.6410999999999998,3.5043000000000002,5.1704999999999997]
[106.417,6.3130000000000006E-2,5.3795999999999997E-2,6.2E-2,7.3473999999999998E-2,6.2180999999999997,4.7586000000000004,6.1185,7.8650000000000002,44386,39101,43587,50916,20.062000000000001,17.635999999999999,20.003,22.788,51.286000000000001,38.545000000000002,49.8,66.575000000000003,3.0661999999999998,2.6297000000000001,3.0188000000000001,3.5535000000000001,0.20967,0.17929999999999999,0.20658000000000001,0.24253,18036,15383,17800,21089,6.5262000000000001E-2,4.7649999999999998E-2,6.0276999999999997E-2,8.6773000000000003E-2,1132.4000000000001,915.81,1110.5,1361.3,0.57247000000000003,0.38471,0.54561999999999999,0.79332000000000003,0.41338999999999998,0.33433000000000002,0.40670000000000001,0.50477000000000005,3.7206999999999999,3.1238999999999999,3.6724999999999999,4.3890000000000002,55.061,47.999000000000002,54.622,62.341000000000001,39.064,23.774999999999999,39.189,53.707000000000001,3555.5,3153.7,3529.7,3976.2,4446.7,3604.3,4305.8,5477.7,68.382000000000005,50.292000000000002,65.802000000000007,90.028000000000006,1785.2,1450.7,1745.3,2174,5.3034999999999997,3.4584000000000001,5.0067000000000004,7.5263,0.3705,0.25605,0.35232000000000002,0.50787000000000004,4.1273999999999997,3.6219000000000001,4.1105,4.6444999999999999,0.30570000000000003,0.24992,0.29841000000000001,0.37222,20282,17313,19977,23690,2.9108999999999999E-2,2.3789999999999999E-2,2.8410000000000001E-2,3.5632999999999998E-2,0.20759,0.11613999999999999,0.19308,0.31952999999999998,3.7696000000000001,2.6602999999999999,3.5326,5.1917]
[107,6.1197000000000001E-2,5.2069999999999998E-2,6.0141E-2,7.1258000000000002E-2,6.2180999999999997,4.7586000000000004,6.1185,7.8650000000000002,43141,37198,42544,49550,19.652999999999999,17.248999999999999,19.507000000000001,22.23,48.838999999999999,36.523000000000003,47.225000000000001,63.027999999999999,2.9767000000000001,2.5276000000000001,2.9468000000000001,3.4548999999999999,0.20371,0.17244999999999999,0.20202999999999999,0.23655000000000001,17524,14841,17327,20483,6.2240999999999998E-2,4.5754999999999997E-2,5.7829999999999999E-2,8.4259000000000001E-2,1091.8,876.2,1073.5999999999999,1321.8,0.53729000000000005,0.36038999999999999,0.51578000000000002,0.74375000000000002,0.39757999999999999,0.31963999999999998,0.39393,0.48631999999999997,3.61,3.028,3.5777000000000001,4.2645,53.656999999999996,46.756,53.259,61.234999999999999,39.064,23.774999999999999,39.189,53.707000000000001,3486.2,3084.4,3483.1,3915.5,4325.5,3463.5,4165.2,5409.6,65.977000000000004,48.777999999999999,63.210999999999999,87.942999999999998,1730.8,1393.6,1684.1,2137.1,4.9825999999999997,3.2644000000000002,4.7203999999999997,6.9394,0.34964000000000001,0.24148,0.33499000000000001,0.47248000000000001,4.0384000000000002,3.5331999999999999,4.0194000000000001,4.5789999999999997,0.29503000000000001,0.23995,0.28736,0.35589999999999999,19830,16777,19487,23309,2.8105999999999999E-2,2.2842000000000001E-2,2.7400000000000001E-2,3.4652000000000002E-2,0.19123000000000001,0.10535,0.17860999999999999,0.29263,3.5823999999999998,2.5297000000000001,3.3488000000000002,4.8457999999999997]
[108,6.1311999999999998E-2,5.2637000000000003E-2,6.0033999999999997E-2,7.1433999999999997E-2,6.2180999999999997,4.7586000000000004,6.1185,7.8650000000000002,43208,37812,42605,49217,19.693999999999999,17.167999999999999,19.63,22.297000000000001,48.984999999999999,36.436,46.944000000000003,63.283000000000001,2.9842,2.5528,2.9407000000000001,3.4836,0.20422000000000001,0.17399000000000001,0.20119000000000001,0.23857999999999999,17563,14967,17214,20498,6.2171999999999998E-2,4.6174E-2,5.7603000000000001E-2,8.2538E-2,1095.5,891.3,1077.5999999999999,1330.6,0.53803999999999996,0.35514000000000001,0.51266999999999996,0.74946000000000002,0.39802999999999999,0.31835999999999998,0.38849,0.47932999999999998,3.6193,3.0402999999999998,3.5516000000000001,4.2861000000000002,53.816000000000003,47.274000000000001,53.22,61.399000000000001,39.064,23.774999999999999,39.189,53.707000000000001,3493.3,3103.8,3461.3,3908,4344.3999999999996,3489.6,4158,5484.1,65.738,48.319000000000003,63.723999999999997,86.034000000000006,1739.6,1412.1,1674.3,2201,4.9935999999999998,3.3090999999999999,4.7510000000000003,7.0563000000000002,0.35033999999999998,0.24440000000000001,0.33313999999999999,0.48170000000000002,4.0461,3.5518999999999998,4.0110999999999999,4.5758000000000001,0.29586000000000001,0.24201,0.28687000000000001,0.35820999999999997,19903,16945,19469,23584,2.8209999999999999E-2,2.2934E-2,2.7472E-2,3.4817000000000001E-2,0.19159999999999999,0.10339,0.18004999999999999,0.29494999999999999,3.5785,2.5567000000000002,3.3622999999999998,4.8028000000000004]
[108.75,6.1667E-2,5.2761000000000002E-2,6.0630000000000003E-2,7.2744000000000003E-2,6.2180999999999997,4.7586000000000004,6.1185,7.8650000000000002,43373,37882,43039,49563,19.666,17.352,19.527000000000001,22.141999999999999,49.591999999999999,36.975999999999999,48.323,64.744,2.9996999999999998,2.5623,2.9544000000000001,3.4769000000000001,0.2046,0.17563999999999999,0.20144999999999999,0.23871000000000001,17624,15083,17306,20496,6.2774999999999997E-2,4.5777999999999999E-2,5.8465000000000003E-2,8.4522E-2,1111.8,899.65,1085.0999999999999,1362.9,0.54888000000000003,0.36968000000000001,0.52342,0.76554,0.40233999999999998,0.32652999999999999,0.39615,0.48529,3.6315,3.0586000000000002,3.5562,4.2512999999999996,53.948999999999998,47.374000000000002,53.265000000000001,61.351999999999997,39.063000000000002,23.774999999999999,39.189,53.707000000000001,3490.3,3123.3,3466.6,3915.5,4385.6000000000004,3487.9,4206.5,5595.1,66.557000000000002,49.222000000000001,63.902000000000001,87.786000000000001,1755.2,1412.5,1680.9,2194.5,5.0744999999999996,3.3479999999999999,4.8433000000000002,7.1037999999999997,0.35576999999999998,0.24701999999999999,0.33967999999999998,0.48114000000000001,4.0425000000000004,3.5790999999999999,4.0068999999999999,4.5557999999999996,0.29804999999999998,0.24364,0.28985,0.35641,19961,16958,19567,23861,2.8400999999999999E-2,2.2943999999999999E-2,2.7796000000000001E-2,3.4812999999999997E-2,0.19653000000000001,0.1074,0.18429999999999999,0.30306,3.6274999999999999,2.5659000000000001,3.3776999999999999,4.992]
[109.417,6.3319E-2,5.4623999999999999E-2,6.2200999999999999E-2,7.3790999999999995E-2,6.2180999999999997,4.7586000000000004,6.1185,7.8650000000000002,44554,39620,44164,50372,20.132000000000001,17.876000000000001,20.032,22.742000000000001,51.517000000000003,39.363999999999997,49.715000000000003,66.325000000000003,3.0785,2.6469999999999998,3.0464000000000002,3.5482999999999998,0.21035999999999999,0.18287,0.20623,0.24462,18110,15649,17825,20870,6.4990999999999993E-2,4.7565999999999997E-2,6.0432E-2,8.7401000000000006E-2,1139.2,928.24,1112,1392.9,0.57291999999999998,0.38804,0.54347999999999996,0.77659,0.41465999999999997,0.33844999999999997,0.40881000000000001,0.49887999999999999,3.7362000000000002,3.1911,3.6774,4.3578000000000001,55.28,49.036000000000001,54.634,62.627000000000002,39.064,23.774999999999999,39.189,53.707000000000001,3570.4,3210.5,3550.9,3962.3,4495.8999999999996,3631.2,4315.2,5634.4,68.739000000000004,51.008000000000003,65.844999999999999,90.271000000000001,1799.8,1478.4,1748.9,2223,5.3103999999999996,3.5121000000000002,5.0232999999999999,7.3247,0.37119000000000002,0.25796000000000002,0.35352,0.50027999999999995,4.1405000000000003,3.6955,4.1139999999999999,4.6458000000000004,0.30689,0.25235000000000002,0.29949999999999999,0.36885000000000001,20448,17595,20048,24060,2.9256999999999998E-2,2.3719E-2,2.8669E-2,3.5573E-2,0.20779,0.11515,0.19414999999999999,0.31246000000000002,3.7547999999999999,2.6720000000000002,3.5266999999999999,5.1638999999999999]
[109.667,6.2439000000000001E-2,5.3289999999999997E-2,6.1498999999999998E-2,7.2402999999999995E-2,6.2180999999999997,4.7586000000000004,6.1185,7.8650000000000002,43934,38659,43492,50159,19.879000000000001,17.529,19.798999999999999,22.419,50.447000000000003,38.229999999999997,48.878999999999998,65.063999999999993,3.0396999999999998,2.5872999999999999,3.0167999999999999,3.5196999999999998,0.20726,0.17918999999999999,0.20379,0.24109,17861,15435,17646,20602,6.3645999999999994E-2,4.6378999999999997E-2,5.9480999999999999E-2,8.6098999999999995E-2,1129,916.68,1101.5,1389.9,0.55954000000000004,0.37254999999999999,0.52991999999999995,0.76373000000000002,0.40792,0.33193,0.39934999999999998,0.48923,3.6802000000000001,3.1313,3.6295000000000002,4.2880000000000003,54.606999999999999,48.076999999999998,54.204999999999998,61.817,39.064,23.774999999999999,39.189,53.707000000000001,3529.5,3160.6,3513.4,3931.9,4466.3,3567.4,4264.8999999999996,5639.6,68.411000000000001,50.466999999999999,65.072000000000003,89.183999999999997,1786.7,1442.1,1716.3,2213.5,5.1672000000000002,3.4039000000000001,4.8993000000000002,7.1112000000000002,0.36207,0.24911,0.34620000000000001,0.48626999999999998,4.0864000000000003,3.6457000000000002,4.0721999999999996,4.5673000000000004,0.30185000000000001,0.24767,0.29519000000000001,0.36314000000000002,20256,17328,19775,23971,2.8785000000000002E-2,2.3192999999999998E-2,2.8243000000000001E-2,3.5281E-2,0.2009,0.11057,0.18779000000000001,0.29981000000000002,3.6768999999999998,2.6135000000000002,3.4338000000000002,5.1024000000000003]
[110.417,6.3391000000000003E-2,5.4366999999999999E-2,6.2337999999999998E-2,7.3304999999999995E-2,6.2180999999999997,4.7586000000000004,6.1185,7.8650000000000002,44550,39235,43863,50842,20.169,17.815999999999999,20.042000000000002,22.594999999999999,51.476999999999997,38.426000000000002,49.737000000000002,66.313000000000002,3.0838999999999999,2.6808000000000001,3.0543,3.5432000000000001,0.21074000000000001,0.18139,0.20737,0.24543999999999999,18138,15478,17903,20912,6.4763000000000001E-2,4.8057999999999997E-2,6.0775999999999997E-2,8.6992E-2,1143.0999999999999,940.53,1113.5,1389.7,0.57108000000000003,0.37891999999999998,0.54569999999999996,0.78879999999999995,0.41511999999999999,0.33704000000000001,0.40660000000000002,0.49946000000000002,3.7404999999999999,3.1604000000000001,3.7044999999999999,4.3559999999999999,55.423000000000002,48.783000000000001,54.826000000000001,62.417999999999999,39.064,23.774999999999999,39.189,53.707000000000001,3577.1,3199.2,3558.5,3975.2,4509.2,3633.3,4296.3,5737.5,69.097999999999999,51.697000000000003,66.247,88.92,1808.4,1474.1,1746.6,2226.8000000000002,5.2942999999999998,3.4931000000000001,4.9691999999999998,7.3689999999999998,0.37042000000000003,0.25711000000000001,0.35049999999999998,0.50583999999999996,4.1470000000000002,3.6736,4.1222000000000003,4.6289999999999996,0.30692999999999998,0.25147999999999998,0.30032999999999999,0.36918000000000001,20500,17500,20010,23959,2.9281000000000001E-2,2.3852999999999999E-2,2.8511000000000002E-2,3.5567000000000001E-2,0.20685000000000001,0.11636000000000001,0.19001000000000001,0.31247000000000003,3.7486000000000002,2.6476999999999999,3.5562,5.1512000000000002]
[111.083,6.1561999999999999E-2,5.3071E-2,6.0506999999999998E-2,7.2073999999999999E-2,6.2180999999999997,4.7586000000000004,6.1185,7.8650000000000002,43440,38026,42863,49265,19.859000000000002,17.561,19.652000000000001,22.408999999999999,49.222000000000001,36.97,47.720999999999997,63.603000000000002,3.0001000000000002,2.5796000000000001,2.9624000000000001,3.4826000000000001,0.20574999999999999,0.17513000000000001,0.20138,0.23854,17694,15048,17400,20695,6.1996999999999997E-2,4.5650000000000003E-2,5.8557999999999999E-2,8.2909999999999998E-2,1096.4000000000001,897.7,1075,1344,0.53705000000000003,0.35386000000000001,0.51176999999999995,0.73904999999999998,0.40023999999999998,0.32207000000000002,0.39189000000000002,0.48476999999999998,3.6457000000000002,3.0741999999999998,3.5966999999999998,4.3000999999999996,54.201000000000001,47.600999999999999,53.819000000000003,61.359000000000002,39.064,23.774999999999999,39.189,53.707000000000001,3523.2,3128.5,3498.4,3936.2,4377.5,3520.6,4201.3999999999996,5583.4,65.997,49.609000000000002,62.783999999999999,85.724000000000004,1750.9,1408.8,1699.2,2184,5.0038999999999998,3.3008000000000002,4.7191999999999998,7.1001000000000003,0.35111999999999999,0.24354999999999999,0.33340999999999998,0.48121000000000003,4.0792999999999999,3.6032000000000002,4.0395000000000003,4.577,0.29702000000000001,0.24296000000000001,0.28838999999999998,0.35877999999999999,20075,17052,19654,23561,2.8414999999999999E-2,2.3109999999999999E-2,2.7729E-2,3.4447999999999999E-2,0.19142999999999999,0.10711,0.17529,0.29768,3.5659999999999998,2.5617000000000001,3.3754,4.9150999999999998]
[112,6.1540999999999998E-2,5.2868999999999999E-2,6.0589999999999998E-2,7.1989999999999998E-2,6.2180999999999997,4.7586000000000004,6.1185,7.8650000000000002,43443,38315,42797,50142,19.815000000000001,17.420000000000002,19.661999999999999,22.236999999999998,49.076999999999998,37.134,47.744,63.072000000000003,2.9971000000000001,2.5663,2.9744000000000002,3.4605000000000001,0.20522000000000001,0.17544999999999999,0.20233999999999999,0.23621,17655,15089,17403,20433,6.2028E-2,4.6552999999999997E-2,5.7733E-2,8.2479999999999998E-2,1099.2,894.66,1079.4000000000001,1333.4,0.5353,0.36166999999999999,0.50480999999999998,0.74617,0.39935999999999999,0.32762000000000002,0.39066000000000001,0.48021999999999998,3.6356000000000002,3.0688,3.5688,4.2180999999999997,54.098999999999997,47.863,53.466999999999999,60.944000000000003,39.063000000000002,23.774999999999999,39.189,53.707000000000001,3516.2,3121.5,3493.7,3911,4370.6000000000004,3486.5,4195,5430.1,66.284000000000006,49.929000000000002,64.08,86.162000000000006,1748.5,1408.2,1694.1,2133.1,4.9819000000000004,3.3119000000000001,4.7110000000000003,7.0103999999999997,0.34989999999999999,0.24615000000000001,0.33279999999999998,0.47578999999999999,4.07,3.5912999999999999,4.0439999999999996,4.5324999999999998,0.29655999999999999,0.24590999999999999,0.28594000000000003,0.35782999999999998,20024,17042,19700,23382,2.8500999999999999E-2,2.3192999999999998E-2,2.7799999999999998E-2,3.4611000000000003E-2,0.19075,0.10693,0.17662,0.29192000000000001,3.5659999999999998,2.5613999999999999,3.3422000000000001,4.8711000000000002]
[112.583,6.2766000000000002E-2,5.3734999999999998E-2,6.1421000000000003E-2,7.2775000000000006E-2,6.2180999999999997,4.7586000000000004,6.1185,7.8650000000000002,44188,38646,43419,50631,19.969000000000001,17.637,19.821999999999999,22.428999999999998,50.655999999999999,38.238,48.951999999999998,65.644999999999996,3.0514999999999999,2.6107,3.0329999999999999,3.4969999999999999,0.20830000000000001,0.17818000000000001,0.20565,0.24135000000000001,17934,15364,17697,20723,6.3930000000000001E-2,4.7258000000000001E-2,5.9275000000000001E-2,8.5359000000000004E-2,1134.4000000000001,927.02,1105.8,1366.5,0.55928,0.37863000000000002,0.52941000000000005,0.77634000000000003,0.40903,0.33584000000000003,0.39960000000000001,0.49281000000000003,3.6934999999999998,3.1183999999999998,3.6392000000000002,4.3150000000000004,54.884,48.612000000000002,54.613,61.470999999999997,39.064,23.774999999999999,39.189,53.707000000000001,3542.8,3166.3,3525,3935.6,4454.1000000000004,3578.7,4312.7,5512.1,69.254000000000005,51.543999999999997,66.191999999999993,90.033000000000001,1788.2,1463.8,1743.4,2178.6,5.1852999999999998,3.4729999999999999,4.8731999999999998,7.3578999999999999,0.36326000000000003,0.25697999999999999,0.34560000000000002,0.49569999999999997,4.1050000000000004,3.6355,4.0864000000000003,4.5997000000000003,0.30326999999999998,0.25074999999999997,0.29381000000000002,0.37029000000000001,20256,17324,19914,23611,2.9000999999999999E-2,2.3591000000000001E-2,2.8511000000000002E-2,3.5285999999999998E-2,0.20202000000000001,0.1138,0.18473999999999999,0.31201000000000001,3.6810999999999998,2.6583999999999999,3.4685000000000001,5.0705999999999998]
[113.583,6.2863000000000002E-2,5.4066999999999997E-2,6.1726000000000003E-2,7.2641999999999998E-2,6.2180999999999997,4.7586000000000004,6.1185,7.8650000000000002,44206,38971,43299,50604,19.989000000000001,17.635000000000002,19.856999999999999,22.443000000000001,50.656999999999996,38.201000000000001,49.103000000000002,67.066999999999993,3.0535000000000001,2.6143999999999998,3.0367999999999999,3.5110999999999999,0.20852000000000001,0.17815,0.20566999999999999,0.24163000000000001,17949,15402,17781,20936,6.3981999999999997E-2,4.7030000000000002E-2,5.9362999999999999E-2,8.6036000000000001E-2,1140.5999999999999,920.76,1129.3,1370.2,0.55981999999999998,0.37591999999999998,0.52851999999999999,0.77886999999999995,0.40903,0.33211000000000002,0.40183999999999997,0.49642999999999998,3.6964999999999999,3.1242999999999999,3.65,4.3606999999999996,54.905999999999999,48.466999999999999,54.482999999999997,61.531999999999996,39.064,23.774999999999999,39.189,53.707000000000001,3545.5,3180.3,3523.9,3944.6,4454.8,3563.7,4299.8,5577.6,69.721000000000004,50.936999999999998,66.02,92.593000000000004,1787.9,1446.5,1748.4,2167.9,5.1852999999999998,3.4049,4.8838999999999997,7.3509000000000002,0.36348999999999998,0.25447999999999998,0.34665000000000001,0.50231000000000003,4.1089000000000002,3.6499000000000001,4.0693000000000001,4.6482999999999999,0.30367,0.24944,0.29532999999999998,0.36653999999999998,20254,17423,20018,23539,2.9059999999999999E-2,2.3487000000000001E-2,2.8355000000000002E-2,3.5695999999999999E-2,0.20205000000000001,0.11218,0.18554000000000001,0.31709999999999999,3.6802999999999999,2.6236000000000002,3.4201000000000001,5.0926]
[114.333,6.3461000000000004E-2,5.4677000000000003E-2,6.2547000000000005E-2,7.3625999999999997E-2,6.2180999999999997,4.7586000000000004,6.1185,7.8650000000000002,44806,39667,44025,51285,20.285,17.963999999999999,20.209,22.675000000000001,51.737000000000002,39.402000000000001,50.128999999999998,67.224999999999994,3.0838000000000001,2.6701000000000001,3.0568,3.5343,0.21190999999999999,0.18131,0.20909,0.24617,18215,15743,18051,21165,6.5006999999999995E-2,4.8124E-2,6.0021999999999999E-2,8.6268999999999998E-2,1134.2,914.98,1117.5999999999999,1371,0.56960999999999995,0.38380999999999998,0.53725999999999996,0.79234000000000004,0.41404000000000002,0.33596999999999999,0.40733000000000003,0.49597999999999998,3.7589000000000001,3.2040999999999999,3.7151999999999998,4.4214000000000002,55.344999999999999,48.789000000000001,55.113999999999997,62.122,39.064,23.774999999999999,39.189,53.707000000000001,3593,3238.2,3577.9,3980.7,4490,3632.8,4351.3999999999996,5552.6,68.149000000000001,49.518999999999998,64.932000000000002,88.694999999999993,1797.9,1467.5,1750.1,2201.6,5.3334000000000001,3.5066999999999999,5.0454999999999997,7.4188999999999998,0.37203000000000003,0.25923000000000002,0.35349999999999998,0.50287999999999999,4.1718000000000002,3.7225999999999999,4.1432000000000002,4.6806000000000001,0.30752000000000002,0.25266,0.29785,0.36765999999999999,20518,17658,20258,23730,2.9561E-2,2.3942000000000001E-2,2.8837000000000002E-2,3.6020000000000003E-2,0.2084,0.11484999999999999,0.19266,0.31923000000000001,3.7296,2.6366000000000001,3.4741,5.1428000000000003]
[115,6.1788000000000003E-2,5.3001E-2,6.0884000000000001E-2,7.2081000000000006E-2,6.2180999999999997,4.7586000000000004,6.1185,7.8650000000000002,43534,37873,42783,50593,19.844000000000001,17.481999999999999,19.797999999999998,22.39,49.223999999999997,36.966000000000001,47.03,64.14,3.0047000000000001,2.5470999999999999,2.9847999999999999,3.4729999999999999,0.20571,0.17524999999999999,0.20330999999999999,0.24041000000000001,17698,15064,17426,20727,6.2290999999999999E-2,4.5927999999999997E-2,5.7858E-2,8.0458000000000002E-2,1110,892.83,1094.0999999999999,1334.4,0.53685000000000005,0.35857,0.51073000000000002,0.76075000000000004,0.40011000000000002,0.32430999999999999,0.39028000000000002,0.48901,3.6423999999999999,3.0661999999999998,3.5653000000000001,4.2907999999999999,54.18,47.509,53.927999999999997,61.575000000000003,39.064,23.774999999999999,39.189,53.707000000000001,3520.6,3142.7,3525.4,3925.9,4377.8,3485.6,4266.7,5396,67.183999999999997,48.344999999999999,63.87,89.649000000000001,1751.2,1408.7,1708.3,2142.1,4.9954000000000001,3.2534999999999998,4.7305000000000001,7.1783000000000001,0.35070000000000001,0.2429,0.33396999999999999,0.4849,4.0757000000000003,3.6053000000000002,4.0426000000000002,4.5937000000000001,0.29754999999999998,0.24504000000000001,0.28843000000000002,0.35683999999999999,20051,16937,19814,23236,2.8510000000000001E-2,2.3113000000000002E-2,2.7918999999999999E-2,3.4793999999999999E-2,0.19170999999999999,0.10378999999999999,0.17655999999999999,0.30131999999999998,3.5533000000000001,2.5375000000000001,3.3182999999999998,4.8682999999999996]
[115.25,6.2671000000000004E-2,5.4004000000000003E-2,6.1543E-2,7.3085999999999998E-2,6.2180999999999997,4.7586000000000004,6.1185,7.8650000000000002,44292,38816,43605,51084,20.155000000000001,17.88,20.157,22.571999999999999,50.9,38.44,49.029000000000003,66.5,3.0436000000000001,2.5958999999999999,3.0242,3.5084,0.20985000000000001,0.17987,0.20724999999999999,0.24474000000000001,18025,15377,17779,20942,6.4021999999999996E-2,4.7645E-2,5.9255000000000002E-2,8.2118999999999998E-2,1104.9000000000001,893.08,1089.3,1311.7,0.55666000000000004,0.37544,0.52864,0.79381000000000002,0.4083,0.33139000000000002,0.39910000000000001,0.49636999999999998,3.7210000000000001,3.1419999999999999,3.6490999999999998,4.3606999999999996,54.807000000000002,48.29,54.545999999999999,61.716000000000001,39.063000000000002,23.774999999999999,39.189,53.707000000000001,3567,3200.3,3569.7,3943.2,4402.2,3537.9,4283.2,5399.9,66.278999999999996,47.639000000000003,63.26,88.173000000000002,1760.8,1427.6,1723.7,2138.4,5.2454000000000001,3.4605999999999999,4.9195000000000002,7.5270999999999999,0.36554999999999999,0.25368000000000002,0.34628999999999999,0.50851000000000002,4.1447000000000003,3.6899000000000002,4.1139999999999999,4.6326999999999998,0.30338999999999999,0.25120999999999999,0.29405999999999999,0.36085,20282,17332,20037,23415,2.9173000000000001E-2,2.3872999999999998E-2,2.8634E-2,3.5818000000000003E-2,0.2034,0.11201,0.18656,0.32250000000000001,3.6543999999999999,2.6242000000000001,3.4117000000000002,5.0175000000000001]
[116.5,6.2909999999999994E-2,5.3624999999999999E-2,6.1418E-2,7.3316999999999993E-2,6.2180999999999997,4.7586000000000004,6.1185,7.8650000000000002,44120,38536,43859,50560,19.975000000000001,17.556000000000001,19.959,22.271999999999998,50.402000000000001,38.387999999999998,48.465000000000003,65.582999999999998,3.0495999999999999,2.6162999999999998,3.0337999999999998,3.4683999999999999,0.20830000000000001,0.17899000000000001,0.20662,0.24173,17912,15453,17782,20591,6.3496999999999998E-2,4.752E-2,5.9291999999999997E-2,8.1889000000000003E-2,1135.7,946.45,1119.8,1344.6,0.55640999999999996,0.37740000000000001,0.53219000000000005,0.79030999999999996,0.40878999999999999,0.33313999999999999,0.40121000000000001,0.49291000000000001,3.6875,3.1307,3.6486000000000001,4.3280000000000003,54.792000000000002,48.088000000000001,54.356999999999999,61.667000000000002,39.064,23.774999999999999,39.189,53.707000000000001,3541.7,3163.8,3549.9,3923.5,4425.8999999999996,3555.2,4333,5344.5,69.302999999999997,50.249000000000002,66.573999999999998,91.216999999999999,1775.4,1450.2,1738,2135.9,5.1520000000000001,3.5066000000000002,4.8747999999999996,7.3806000000000003,0.36142999999999997,0.25833,0.34609000000000001,0.50182000000000004,4.1044,3.6253000000000002,4.0983000000000001,4.5795000000000003,0.30279,0.25031999999999999,0.29463,0.35963000000000001,20202,17342,19992,23324,2.8896999999999999E-2,2.3425999999999999E-2,2.8313999999999999E-2,3.4865E-2,0.20043,0.11457000000000001,0.18798000000000001,0.31590000000000001,3.6387999999999998,2.6842000000000001,3.4178999999999999,4.8742000000000001]
[116.833,6.1631999999999999E-2,5.1854999999999998E-2,6.0609000000000003E-2,7.1886000000000005E-2,6.2180999999999997,4.7586000000000004,6.1185,7.8650000000000002,43267,37409,43135,49323,19.684000000000001,17.199000000000002,19.739000000000001,22.105,48.994999999999997,37.290999999999997,47.374000000000002,63.670999999999999,2.9914999999999998,2.5493000000000001,2.9857999999999998,3.4706999999999999,0.20449999999999999,0.17402999999999999,0.20327000000000001,0.23723,17582,15078,17460,20492,6.1691999999999997E-2,4.6507E-2,5.7819000000000002E-2,8.0746999999999999E-2,1108.7,915.55,1094.4000000000001,1319.2,0.53666999999999998,0.36565999999999999,0.51310999999999996,0.75561,0.39873999999999998,0.32290999999999997,0.39165,0.48653000000000002,3.6175999999999999,3.0636999999999999,3.5937999999999999,4.2446999999999999,53.835999999999999,46.93,53.512,61.192,39.061999999999998,23.774999999999999,39.189,53.707000000000001,3492.1,3075.9,3496.6,3883,4353.1000000000004,3470.8,4248,5366.2,67.650999999999996,48.177,64.884,88.864000000000004,1742.3,1413.9,1706.3,2112.3000000000002,4.9728000000000003,3.3849999999999998,4.7009999999999996,7.2214,0.34959000000000001,0.24973999999999999,0.33502999999999999,0.48564000000000002,4.0427,3.5398000000000001,4.0358000000000001,4.5373999999999999,0.29601,0.24154,0.28875000000000001,0.35459000000000002,19908,16961,19836,23110,2.8278000000000001E-2,2.2987E-2,2.7661999999999999E-2,3.4809E-2,0.19152,0.10871,0.17755000000000001,0.30137999999999998,3.5240999999999998,2.5861999999999998,3.3134999999999999,4.6890999999999998]
[117.583,6.2479E-2,5.3399000000000002E-2,6.1476000000000003E-2,7.2750999999999996E-2,6.2180999999999997,4.7586000000000004,6.1185,7.8650000000000002,43869,38298,43590,49984,19.853000000000002,17.581,19.812000000000001,22.167000000000002,49.954000000000001,38.031999999999996,48.360999999999997,64.429000000000002,3.0303,2.5865,3.0207999999999999,3.5024000000000002,0.20702000000000001,0.17574999999999999,0.20621,0.23738999999999999,17798,15260,17703,20689,6.2834000000000001E-2,4.7294999999999997E-2,5.8187000000000003E-2,8.4040000000000004E-2,1127.4000000000001,927.17,1114.2,1339.2,0.55144000000000004,0.38063000000000002,0.52600999999999998,0.76424000000000003,0.40675,0.32995999999999998,0.40028000000000002,0.49397999999999997,3.6612,3.1122000000000001,3.6408,4.2637999999999998,54.469000000000001,47.66,54.158000000000001,61.27,39.064,23.774999999999999,39.189,53.707000000000001,3520.6,3130.5,3529.3,3892,4397.1000000000004,3564.1,4288.7,5308.8,69.14,49.265999999999998,67.078000000000003,91.451999999999998,1764.9,1439.5,1732.3,2130.5,5.0967000000000002,3.4342000000000001,4.8234000000000004,7.2117000000000004,0.35788999999999999,0.25284000000000001,0.34297,0.48514000000000002,4.0791000000000004,3.6133000000000002,4.0879000000000003,4.5575999999999999,0.30082999999999999,0.24734999999999999,0.29110000000000003,0.35813,20078,17228,19945,23363,2.8721E-2,2.3385E-2,2.8051E-2,3.4848999999999998E-2,0.19792000000000001,0.10969,0.18268999999999999,0.30709999999999998,3.5922999999999998,2.6368,3.3643999999999998,4.8648999999999996]
[118.167,6.1702E-2,5.2668E-2,6.0829000000000001E-2,7.1929000000000007E-2,6.2180999999999997,4.7586000000000004,6.1185,7.8650000000000002,43635,37918,43515,49996,19.895,17.478000000000002,19.907,22.358000000000001,49.277000000000001,37.149000000000001,47.478999999999999,63.585000000000001,2.9975000000000001,2.5592999999999999,2.9750999999999999,3.4481000000000002,0.20634,0.17457,0.20405000000000001,0.23995,17713,15087,17508,20385,6.1856000000000001E-2,4.6045000000000003E-2,5.7584999999999997E-2,8.3216999999999999E-2,1087.5,891.06,1072.5,1306.5,0.53615000000000002,0.36436000000000002,0.51295999999999997,0.74414000000000002,0.40051999999999999,0.32457000000000003,0.39405000000000001,0.48426999999999998,3.6486999999999998,3.0832999999999999,3.6212,4.2583000000000002,54.040999999999997,47.402000000000001,54.039000000000001,60.853999999999999,39.064,23.774999999999999,39.189,53.707000000000001,3524.2,3116.9,3530.3,3894.3,4335.3999999999996,3517.8,4224.7,5301,66.061999999999998,47.442999999999998,63.393999999999998,87.227999999999994,1732.8,1401.6,1696.1,2123.1999999999998,5.0225,3.3376000000000001,4.7295999999999996,7.0789999999999997,0.35192000000000001,0.24635000000000001,0.33688000000000001,0.47804999999999997,4.0872000000000002,3.5916000000000001,4.0922999999999998,4.5545,0.29709999999999998,0.24418999999999999,0.28893000000000002,0.35533999999999999,20008,17031,19938,23274,2.8531999999999998E-2,2.3029000000000001E-2,2.7878E-2,3.4453999999999999E-2,0.19214000000000001,0.10421,0.17852999999999999,0.29553000000000001,3.5163000000000002,2.5909,3.3079999999999998,4.6695000000000002]
[119.167,6.1541999999999999E-2,5.2478999999999998E-2,6.0668E-2,7.1767999999999998E-2,6.2180999999999997,4.7586000000000004,6.1185,7.8650000000000002,43516,38222,43173,49652,19.858000000000001,17.588000000000001,19.722999999999999,22.239000000000001,49.152999999999999,37.220999999999997,47.947000000000003,62.695999999999998,2.9874000000000001,2.5609000000000002,2.9542000000000002,3.4422000000000001,0.20577000000000001,0.17657,0.20354,0.23760999999999999,17665,15257,17595,20308,6.1636000000000003E-2,4.6601999999999998E-2,5.7756000000000002E-2,8.2857E-2,1078.0999999999999,887.07,1064,1296.0999999999999,0.53463000000000005,0.36668000000000001,0.51331000000000004,0.74280000000000002,0.39865,0.32514999999999999,0.39360000000000001,0.47803000000000001,3.6408999999999998,3.1070000000000002,3.6213000000000002,4.2202999999999999,53.951000000000001,47.927999999999997,53.779000000000003,60.747999999999998,39.064,23.774999999999999,39.189,53.707000000000001,3516.1,3144.4,3517.8,3880.8,4309.8,3502.3,4188.3,5267,65.558999999999997,47.241,62.271000000000001,86.057000000000002,1723.2,1405.4,1675.9,2085.6,5.0171000000000001,3.3757000000000001,4.7733999999999996,7.0682999999999998,0.35135,0.24920999999999999,0.33962999999999999,0.47796,4.0789,3.6358000000000001,4.0671999999999997,4.5477999999999996,0.29622999999999999,0.24671999999999999,0.28845999999999999,0.35237000000000002,19936,17160,19773,23105,2.8464E-2,2.3030999999999999E-2,2.7612999999999999E-2,3.4182999999999998E-2,0.19184000000000001,0.10768999999999999,0.18004999999999999,0.29303000000000001,3.4990000000000001,2.5638999999999998,3.3231000000000002,4.6768999999999998]
[119.667,6.2162000000000002E-2,5.2430999999999998E-2,6.1310999999999997E-2,7.1825E-2,6.2180999999999997,4.7586000000000004,6.1185,7.8650000000000002,43681,37978,43523,49707,19.79,17.434999999999999,19.690000000000001,22.221,49.715000000000003,37.326999999999998,48.89,63.662999999999997,3.0131000000000001,2.5604,2.9943,3.5005000000000002,0.20610999999999999,0.17515,0.20401,0.24007999999999999,17715,15036,17787,20303,6.2335000000000002E-2,4.6795000000000003E-2,5.8400000000000001E-2,8.2724000000000006E-2,1112.5,916.91,1099.7,1329.3,0.54761000000000004,0.36839,0.53222999999999998,0.75458000000000003,0.40260000000000001,0.32357999999999998,0.40011999999999998,0.48313,3.6474000000000002,3.0615000000000001,3.6482000000000001,4.2526999999999999,54.220999999999997,47.406999999999996,54.265999999999998,61.183,39.064,23.774999999999999,39.189,53.707000000000001,3508.1,3127.2,3524.8,3890.6,4380.7,3518,4274.6000000000004,5385.1,68.001000000000005,49.176000000000002,65.5,89.316999999999993,1754.1,1422.8,1716.5,2104.6,5.0731999999999999,3.3540999999999999,4.8266999999999998,7.0252999999999997,0.35610999999999998,0.24858,0.34381,0.48243999999999998,4.0650000000000004,3.5644,4.0891999999999999,4.5321999999999996,0.29873,0.24434,0.29332000000000003,0.35714000000000001,20030,16993,19895,23332,2.8566999999999999E-2,2.2792E-2,2.7795E-2,3.4257000000000003E-2,0.19653000000000001,0.1091,0.18387999999999999,0.29744999999999999,3.5558000000000001,2.5695999999999999,3.3892000000000002,4.7146999999999997]
[120.083,6.1420000000000002E-2,5.1655E-2,6.0521999999999999E-2,7.1420999999999998E-2,6.2180999999999997,4.7586000000000004,6.1185,7.8650000000000002,43334,37490,42933,49673,19.782,17.347999999999999,19.652000000000001,22.234000000000002,48.732999999999997,36.267000000000003,47.695,63.005000000000003,2.9788999999999999,2.5066000000000002,2.9773999999999998,3.4550000000000001,0.20474999999999999,0.17252000000000001,0.20244000000000001,0.23921000000000001,17580,14924,17675,20252,6.1157999999999997E-2,4.5693999999999999E-2,5.7325000000000001E-2,8.1003000000000006E-2,1080.4000000000001,888.05,1069.8,1291.2,0.52964999999999995,0.35531000000000001,0.51283000000000001,0.72270999999999996,0.39599000000000001,0.31713999999999998,0.39439000000000002,0.47666999999999998,3.6204999999999998,3.0272999999999999,3.6219999999999999,4.2202999999999999,53.804000000000002,46.917000000000002,53.774000000000001,60.654000000000003,39.061999999999998,23.774999999999999,39.189,53.707000000000001,3504.8,3115.3,3515.7,3882.2,4310.6000000000004,3465.9,4197.7,5310,65.808000000000007,47.77,63.384999999999998,86.072999999999993,1721.5,1389.8,1691.7,2077.3000000000002,4.9466000000000001,3.2814999999999999,4.6920000000000002,6.8639999999999999,0.34738000000000002,0.24115,0.33505000000000001,0.46883999999999998,4.0609999999999999,3.5703999999999998,4.0747,4.5446,0.29464000000000001,0.24146000000000001,0.28904000000000002,0.35060000000000002,19904,16823,19694,23220,2.8271999999999999E-2,2.2512000000000001E-2,2.7453000000000002E-2,3.3871999999999999E-2,0.18878,0.10408000000000001,0.17630000000000001,0.28849999999999998,3.4752000000000001,2.5362,3.3090000000000002,4.6010999999999997]
[120.833,6.1372999999999997E-2,5.1975E-2,5.9936000000000003E-2,7.2202000000000002E-2,6.2180999999999997,4.7586000000000004,6.1185,7.8650000000000002,43164,37296,42735,49568,19.59,17.143000000000001,19.478999999999999,22.213000000000001,48.713999999999999,36.191000000000003,47.588000000000001,62.570999999999998,2.9722,2.5312000000000001,2.9540000000000002,3.4198,0.20333999999999999,0.17338999999999999,0.20085,0.23583999999999999,17485,14845,17402,20132,6.1309000000000002E-2,4.5328E-2,5.7327000000000003E-2,8.0515000000000003E-2,1093.5,897.06,1078.5999999999999,1309.5999999999999,0.53442999999999996,0.36342000000000002,0.51436999999999999,0.72458999999999996,0.39535999999999999,0.31979000000000002,0.39126,0.47171999999999997,3.5985999999999998,3.0057,3.5708000000000002,4.1901999999999999,53.54,46.904000000000003,53.238,60.526000000000003,39.061,23.774999999999999,39.189,53.643000000000001,3473.2,3076.3,3465.8,3858.6,4310,3495.9,4174.8999999999996,5372.6,67.513000000000005,48.588000000000001,64.597999999999999,88.406999999999996,1727.4,1397.9,1673.9,2092.6999999999998,4.9564000000000004,3.2450000000000001,4.7862999999999998,6.8795999999999999,0.34832000000000002,0.24093000000000001,0.33754000000000001,0.46975,4.0216000000000003,3.5348999999999999,4.0071000000000003,4.5221999999999998,0.29433999999999999,0.24054,0.28497,0.35043000000000002,19786,16848,19501,23185,2.8087000000000001E-2,2.2409999999999999E-2,2.7396E-2,3.3598999999999997E-2,0.19081999999999999,0.10614,0.18165000000000001,0.28949000000000003,3.4842,2.5545,3.2949999999999999,4.5949]
[122.083,6.1671999999999998E-2,5.1660999999999999E-2,6.0346999999999998E-2,7.3228000000000001E-2,6.2180999999999997,4.7586000000000004,6.1185,7.8650000000000002,43565,37417,43051,50227,19.844999999999999,17.260000000000002,19.834,22.183,49.12,36.235999999999997,47.329000000000001,63.289000000000001,2.9883999999999999,2.5177,2.9622999999999999,3.4632000000000001,0.20555000000000001,0.17349000000000001,0.20275000000000001,0.24088999999999999,17658,14767,17525,20501,6.1476000000000003E-2,4.5352999999999997E-2,5.7557999999999998E-2,8.0652000000000001E-2,1080.5,869.61,1070.3,1280.8,0.53508999999999995,0.34900999999999999,0.51237999999999995,0.74548999999999999,0.39659,0.31752000000000002,0.39154,0.4788,3.6377000000000002,3.0198999999999998,3.5846,4.2683,53.884,46.741999999999997,53.648000000000003,61.277999999999999,39.063000000000002,23.774999999999999,39.189,53.707000000000001,3515.2,3099.6,3507.8,3912.6,4321.7,3451.7,4180.5,5280.2,66.570999999999998,48.963000000000001,63.924999999999997,86.344999999999999,1727.8,1390.2,1683.2,2089.1999999999998,5.0029000000000003,3.2526000000000002,4.7309000000000001,7.0614999999999997,0.35078999999999999,0.24273,0.33174999999999999,0.48154999999999998,4.0739000000000001,3.5335999999999999,4.0632999999999999,4.5781000000000001,0.29607,0.23907999999999999,0.28822999999999999,0.35876999999999998,19953,16792,19651,23082,2.8355999999999999E-2,2.2731999999999999E-2,2.7677E-2,3.4491000000000001E-2,0.19164999999999999,0.10355,0.17646999999999999,0.29482000000000003,3.4824999999999999,2.5154000000000001,3.3001999999999998,4.6665999999999999]
[122.417,6.3329999999999997E-2,5.3614000000000002E-2,6.1961000000000002E-2,7.4999999999999997E-2,6.2180999999999997,4.7586000000000004,6.1185,7.8650000000000002,44539,38580,44351,50635,20.119,17.594000000000001,20.149999999999999,22.45,51.106000000000002,37.783000000000001,49.627000000000002,65.731999999999999,3.0636000000000001,2.6173000000000002,3.0392999999999999,3.5518000000000001,0.21012,0.17688000000000001,0.20845,0.24390000000000001,18054,15183,17946,20934,6.3822000000000004E-2,4.6595999999999999E-2,6.0086000000000001E-2,8.5167000000000007E-2,1121.9000000000001,908.45,1116.7,1332.1,0.56527000000000005,0.36963000000000001,0.54418,0.78036000000000005,0.41016000000000002,0.32977000000000001,0.40472999999999998,0.49073,3.7210999999999999,3.0964999999999998,3.6949999999999998,4.375,55.021999999999998,48.058999999999997,54.936,62.094999999999999,39.064,23.774999999999999,39.189,53.707000000000001,3562.4,3163.2,3561.7,3930.2,4430.7,3602.5,4308.7,5310.7,69.281999999999996,50.503,66.695999999999998,90.031999999999996,1777.8,1453,1728.2,2131.4,5.2577999999999996,3.3957999999999999,5.0425000000000004,7.3719000000000001,0.36799999999999999,0.25302999999999998,0.35282999999999998,0.50297999999999998,4.1337999999999999,3.6025,4.1326999999999998,4.6501999999999999,0.30503999999999998,0.24812000000000001,0.29708000000000001,0.36862,20313,17178,20058,23305,2.9142000000000001E-2,2.3359999999999999E-2,2.8497000000000001E-2,3.5364E-2,0.20538999999999999,0.10954999999999999,0.19223999999999999,0.31329000000000001,3.6374,2.6164000000000001,3.472,4.7323000000000004]
[122.833,6.1342000000000001E-2,5.1665999999999997E-2,5.9875999999999999E-2,7.1879999999999999E-2,6.2180999999999997,4.7586000000000004,6.1185,7.8650000000000002,43183,37161,42801,49548,19.603000000000002,16.991,19.62,22.225999999999999,48.823999999999998,35.633000000000003,47.39,63.027000000000001,2.9712999999999998,2.5152999999999999,2.9352999999999998,3.4731999999999998,0.20358999999999999,0.17069000000000001,0.20152,0.23851,17499,14722,17383,20547,6.1098E-2,4.4545000000000001E-2,5.7375000000000002E-2,8.1556000000000003E-2,1087.4000000000001,876.78,1071.2,1314.8,0.53500999999999999,0.34560000000000002,0.51417000000000002,0.74651000000000001,0.39500000000000002,0.31644,0.38812999999999998,0.47420000000000001,3.6012,2.9704999999999999,3.5541999999999998,4.2122999999999999,53.499000000000002,46.481999999999999,53.335999999999999,60.570999999999998,39.061,23.774999999999999,39.189,53.707000000000001,3473.6,3057.8,3460.4,3864.3,4309.8,3467.9,4180.8999999999996,5264.2,67.248000000000005,48.78,64.811999999999998,87.385000000000005,1725.3,1405.6,1679.5,2105.1999999999998,4.9676,3.2113,4.7382,6.9661999999999997,0.34910000000000002,0.23805999999999999,0.33305000000000001,0.47854000000000002,4.0231000000000003,3.4897999999999998,4.0122,4.5221,0.29435,0.23957999999999999,0.28715000000000002,0.35116000000000003,19783,16778,19533,22775,2.8164000000000002E-2,2.247E-2,2.7567999999999999E-2,3.4054000000000001E-2,0.19147,0.10150000000000001,0.17898,0.29452,3.4704999999999999,2.4975999999999998,3.2905000000000002,4.5313999999999997]
[124,6.1482000000000002E-2,5.2012999999999997E-2,6.0116999999999997E-2,7.2145000000000001E-2,6.2180999999999997,4.7586000000000004,6.1185,7.8650000000000002,43332,37350,42685,50267,19.745999999999999,17.190999999999999,19.693999999999999,22.248999999999999,48.881999999999998,36.289000000000001,47.320999999999998,62.222999999999999,2.9813999999999998,2.5333999999999999,2.9403999999999999,3.4746999999999999,0.20466000000000001,0.17118,0.20272000000000001,0.23949999999999999,17583,14867,17408,20541,6.0926000000000001E-2,4.5529E-2,5.6515999999999997E-2,8.0407000000000006E-2,1085.5999999999999,877.99,1067.5,1300.7,0.53205999999999998,0.3503,0.49986000000000003,0.72989999999999999,0.39554,0.31907999999999997,0.39068000000000003,0.47621999999999998,3.6198999999999999,3.0036999999999998,3.5707,4.2377000000000002,53.844000000000001,47.054000000000002,53.472999999999999,60.850999999999999,39.064,23.774999999999999,39.189,53.707000000000001,3499.7,3101.8,3473.8,3909.4,4337.3999999999996,3462.2,4175.8,5402.6,66.613,49.484000000000002,64.936000000000007,86.626000000000005,1729.4,1393.2,1679.7,2142.6,4.9537000000000004,3.2480000000000002,4.7004999999999999,6.9158999999999997,0.34799000000000002,0.24254999999999999,0.33304,0.46898000000000001,4.0514000000000001,3.5451000000000001,4.0228000000000002,4.5753000000000004,0.29427999999999999,0.24051,0.28527000000000002,0.35399999999999998,19937,17031,19532,23474,2.8268000000000001E-2,2.2703000000000001E-2,2.7484999999999999E-2,3.3852E-2,0.18983,0.10647,0.17637,0.29011999999999999,3.45,2.5198999999999998,3.2669000000000001,4.6405000000000003]
[124.75,6.2036000000000001E-2,5.2324000000000002E-2,6.0828E-2,7.3194999999999996E-2,6.2180999999999997,4.7586000000000004,6.1185,7.8650000000000002,43568,37804,42976,50190,19.731000000000002,17.248000000000001,19.690000000000001,22.331,49.764000000000003,36.923000000000002,48.006999999999998,64.759,3.0074999999999998,2.5369999999999999,2.9855999999999998,3.5076999999999998,0.20568,0.17374000000000001,0.20346,0.23777999999999999,17687,15085,17445,20673,6.2003999999999997E-2,4.5687999999999999E-2,5.7154999999999997E-2,8.4875999999999993E-2,1112,905.92,1096.5999999999999,1364.3,0.54747999999999997,0.35732999999999998,0.51754,0.75734999999999997,0.40056000000000003,0.32474999999999998,0.39190999999999998,0.48726000000000003,3.6423000000000001,3.0506000000000002,3.5954999999999999,4.3377999999999997,54.088000000000001,47.223999999999997,53.747999999999998,61.432000000000002,39.063000000000002,23.774999999999999,39.180999999999997,53.707000000000001,3498.8,3100.8,3492.5,3903.6,4399.1000000000004,3489.1,4260.3,5525,68.88,49.936999999999998,65.323999999999998,90.320999999999998,1755.4,1407,1712.6,2158,5.07,3.3121,4.8063000000000002,7.1734,0.35585,0.24315000000000001,0.34118999999999999,0.48597000000000001,4.0515999999999996,3.5362,4.0362,4.5880999999999998,0.29794999999999999,0.24468000000000001,0.28898000000000001,0.36065000000000003,20043,16910,19647,23551,2.8502E-2,2.2877999999999999E-2,2.7517E-2,3.5602000000000002E-2,0.19691,0.10735,0.18140999999999999,0.30356,3.5186999999999999,2.5322,3.2719999999999998,4.8996000000000004]
[125.25,6.2700000000000006E-2,5.3072000000000001E-2,6.1448999999999997E-2,7.3071999999999998E-2,6.2180999999999997,4.7586000000000004,6.1185,7.8650000000000002,44285,38868,43714,50862,20.123999999999999,17.651,20.100999999999999,22.710999999999999,50.997,37.451000000000001,49.448999999999998,66.394000000000005,3.0379999999999998,2.5653000000000001,3.0272000000000001,3.5184000000000002,0.20987,0.17796000000000001,0.20719000000000001,0.24448,18002,15380,17758,20905,6.3217999999999996E-2,4.6303999999999998E-2,5.7995999999999999E-2,8.7698999999999999E-2,1093.0999999999999,888.51,1080.0999999999999,1337.3,0.55766000000000004,0.35937000000000002,0.52944000000000002,0.79459999999999997,0.40619,0.32977000000000001,0.39693000000000001,0.49564000000000002,3.7187999999999999,3.1172,3.6787999999999998,4.4161999999999999,54.683,47.847999999999999,54.332000000000001,61.927,39.064,23.774999999999999,39.189,53.707000000000001,3559.3,3170.4,3554.9,3954.2,4401.5,3537.4,4261,5499.3,66.903999999999996,49.587000000000003,63.475000000000001,87.869,1753.1,1410,1709,2140.1999999999998,5.2512999999999996,3.3567999999999998,4.9782999999999999,7.4302999999999999,0.36612,0.24701999999999999,0.34936,0.50004000000000004,4.1359000000000004,3.6452,4.1231999999999998,4.6508000000000003,0.30248999999999998,0.24797,0.29304000000000002,0.36420999999999998,20286,17259,19869,23720,2.9137E-2,2.3529999999999999E-2,2.8074000000000002E-2,3.6135E-2,0.20415,0.10949,0.18925,0.31544,3.5794999999999999,2.5848,3.3184999999999998,5.0442]
[125.667,6.2662999999999996E-2,5.2998000000000003E-2,6.1335000000000001E-2,7.3631000000000002E-2,6.2180999999999997,4.7586000000000004,6.1185,7.8650000000000002,43939,38123,43616,51130,19.902000000000001,17.318000000000001,19.948,22.372,50.457999999999998,36.396999999999998,48.752000000000002,66.680000000000007,3.0388000000000002,2.5731000000000002,3.0261999999999998,3.5175999999999998,0.20782,0.17584,0.20480999999999999,0.24354000000000001,17872,15073,17635,20768,6.2646999999999994E-2,4.6237E-2,5.7675999999999998E-2,8.5686999999999999E-2,1123.5,903.56,1098.5,1383.9,0.55489999999999995,0.35276999999999997,0.52947999999999995,0.77480000000000004,0.40428999999999998,0.32751999999999998,0.39768999999999999,0.49703000000000003,3.6810999999999998,3.0529999999999999,3.6269,4.3552,54.503,47.658999999999999,54.197000000000003,61.576000000000001,39.063000000000002,23.774999999999999,39.189,53.707000000000001,3531.1,3131.4,3533.2,3920.7,4453.3,3509.9,4352.8999999999996,5530,69.739000000000004,50.273000000000003,65.731999999999999,93.382000000000005,1778.8,1428.4,1745.3,2185.9,5.1425000000000001,3.2387999999999999,4.9169999999999998,7.3776999999999999,0.36080000000000001,0.24182000000000001,0.34521000000000002,0.50500999999999996,4.0873999999999997,3.5710999999999999,4.0914999999999999,4.5930999999999997,0.30160999999999999,0.2447,0.29239999999999999,0.36442999999999998,20263,17005,19931,23766,2.8878000000000001E-2,2.3026000000000001E-2,2.7813000000000001E-2,3.6116000000000002E-2,0.20028000000000001,0.10463,0.18543000000000001,0.31212000000000001,3.5514000000000001,2.5724,3.2913000000000001,5.0313999999999997]
[126.417,6.3641000000000003E-2,5.3733999999999997E-2,6.2414999999999998E-2,7.3873999999999995E-2,6.2180999999999997,4.7586000000000004,6.1185,7.8650000000000002,44653,39015,44265,51393,20.193000000000001,17.553000000000001,20.175999999999998,22.748000000000001,51.637,37.911999999999999,50.008000000000003,68.061999999999998,3.0842999999999998,2.6326000000000001,3.0727000000000002,3.5657000000000001,0.21137,0.17857000000000001,0.20823,0.24759,18164,15475,17964,21158,6.3977000000000006E-2,4.7357000000000003E-2,5.8775000000000001E-2,8.8219000000000006E-2,1134.8,920.32,1101.7,1380.7,0.56955999999999996,0.36913000000000001,0.54217000000000004,0.80866000000000005,0.41158,0.33424999999999999,0.40161000000000002,0.50563000000000002,3.7452000000000001,3.1355,3.7056,4.4298000000000002,55.265999999999998,48.728000000000002,54.957000000000001,62.17,39.064,23.774999999999999,39.189,53.707000000000001,3578.3,3178.2,3568.8,3968.6,4502.8,3630.4,4395.5,5592.6,70.23,50.737000000000002,66.569999999999993,92.876999999999995,1799.4,1459.8,1760.4,2185.9,5.2933000000000003,3.3447,4.9984000000000002,7.6060999999999996,0.37058000000000002,0.24975,0.35276000000000002,0.52007999999999999,4.1486000000000001,3.6539000000000001,4.1402000000000001,4.6460999999999997,0.30695,0.24953,0.29796,0.36776999999999999,20511,17445,20245,23995,2.9388999999999998E-2,2.3675000000000002E-2,2.8309000000000001E-2,3.6756999999999998E-2,0.20746000000000001,0.10678,0.19333,0.32647999999999999,3.6225000000000001,2.63,3.4108999999999998,5.0999999999999996]
[127.667,6.2809000000000004E-2,5.3344000000000003E-2,6.1311999999999998E-2,7.3069999999999996E-2,6.2180999999999997,4.7586000000000004,6.1185,7.8650000000000002,44066,38047,43592,50921,19.936,17.241,19.789000000000001,22.571000000000002,50.508000000000003,36.756,48.901000000000003,67.138999999999996,3.0485000000000002,2.5888,3.0179,3.5369999999999999,0.20821999999999999,0.17569000000000001,0.20646999999999999,0.24632000000000001,17904,15181,17699,20785,6.2599000000000002E-2,4.6297999999999999E-2,5.7806000000000003E-2,8.4710999999999995E-2,1128.5,916.2,1099.9000000000001,1367.7,0.55452000000000001,0.36286000000000002,0.53113999999999995,0.78237999999999996,0.40436,0.32640000000000002,0.39461000000000002,0.49307000000000001,3.6861000000000002,3.0838999999999999,3.6322999999999999,4.3456000000000001,54.674999999999997,48.128999999999998,54.097000000000001,61.841999999999999,39.064,23.774999999999999,39.189,53.707000000000001,3537.6,3139.6,3533,3914.9,4469.3,3594.7,4340.3,5553.5,70.099999999999994,50.646000000000001,67.320999999999998,91.120999999999995,1784.3,1446.2,1730.8,2224.6999999999998,5.1367000000000003,3.3037999999999998,4.8944999999999999,7.4309000000000003,0.36103000000000002,0.24396000000000001,0.34627000000000002,0.50363999999999998,4.093,3.5962999999999998,4.0862999999999996,4.5964999999999998,0.30256,0.24618000000000001,0.29346,0.36335000000000001,20277,17285,19950,23640,2.8858000000000002E-2,2.3133999999999998E-2,2.7924000000000001E-2,3.5452999999999998E-2,0.20008000000000001,0.10866000000000001,0.18547,0.32051000000000002,3.5387,2.5587,3.3109999999999999,4.8033999999999999]
[128,6.1926000000000002E-2,5.2596999999999998E-2,6.0569999999999999E-2,7.2320999999999996E-2,6.2180999999999997,4.7586000000000004,6.1185,7.8650000000000002,43569,37540,42965,50364,19.838999999999999,17.079999999999998,19.641999999999999,22.504999999999999,49.359000000000002,36.103999999999999,48.048000000000002,65.614999999999995,3.0076999999999998,2.5539999999999998,2.9832000000000001,3.4944999999999999,0.20605000000000001,0.17347000000000001,0.20449999999999999,0.24390999999999999,17703,15098,17531,20640,6.1255999999999998E-2,4.5433000000000001E-2,5.6487000000000002E-2,8.3291000000000004E-2,1100.8,888.63,1078.9000000000001,1333.5,0.53603000000000001,0.35099000000000002,0.51610999999999996,0.75910999999999995,0.39743000000000001,0.32008999999999999,0.38693,0.48426000000000002,3.6440000000000001,3.0594000000000001,3.5901999999999998,4.2877000000000001,54.128,47.478000000000002,53.530999999999999,61.287999999999997,39.064,23.774999999999999,39.189,53.707000000000001,3519.7,3122.4,3506.7,3918.6,4395.2,3541.7,4243.1000000000004,5455.9,68.174999999999997,49.218000000000004,65.197999999999993,87.950999999999993,1750.9,1418.1,1694.1,2178.1999999999998,4.9874000000000001,3.2061000000000002,4.7766000000000002,7.2278000000000002,0.35102,0.24016999999999999,0.34001999999999999,0.48859999999999998,4.0702999999999996,3.5785,4.0640999999999998,4.5895999999999999,0.29780000000000001,0.24165,0.28845999999999999,0.35732999999999998,20081,17147,19730,23703,2.8455999999999999E-2,2.2960999999999999E-2,2.7524E-2,3.5139999999999998E-2,0.19181000000000001,0.10360999999999999,0.17953,0.30597000000000002,3.4517000000000002,2.4988000000000001,3.2174999999999998,4.6296999999999997]
[128.417,6.3781000000000004E-2,5.4517000000000003E-2,6.2625E-2,7.4739E-2,6.2180999999999997,4.7586000000000004,6.1185,7.8650000000000002,44835,38976,44110,51371,20.23,17.573,20.088000000000001,22.794,51.854999999999997,38.677,49.859000000000002,68.634,3.0958000000000001,2.6435,3.0729000000000002,3.5722999999999998,0.21192,0.17898,0.20995,0.24832000000000001,18210,15675,17961,21132,6.4033000000000007E-2,4.7323999999999998E-2,5.9062000000000003E-2,8.5767999999999997E-2,1142.2,924.39,1113.0999999999999,1389.7,0.57018999999999997,0.37624999999999997,0.54574999999999996,0.79713000000000001,0.41216999999999998,0.33448,0.40459000000000001,0.49952999999999997,3.7534000000000001,3.1791999999999998,3.6981000000000002,4.3962000000000003,55.454000000000001,48.884,55.079000000000001,62.51,39.064,23.774999999999999,39.189,53.707000000000001,3586.2,3212.8,3571.9,3974.6,4526.5,3658.4,4377.8999999999996,5613.4,70.525999999999996,50.369,66.95,94.369,1807.9,1481.8,1757.7,2250.1,5.3053999999999997,3.4588999999999999,5.0867000000000004,7.5746000000000002,0.37175999999999998,0.25481999999999999,0.35765999999999998,0.51129999999999998,4.1550000000000002,3.6918000000000002,4.1356000000000002,4.6765999999999996,0.30815999999999999,0.25245000000000001,0.29842999999999997,0.37114999999999998,20552,17782,20207,23999,2.9401E-2,2.3862999999999999E-2,2.8499E-2,3.5991000000000002E-2,0.20829,0.11444,0.19361999999999999,0.32234000000000002,3.6208,2.6242999999999999,3.3645,4.9374000000000002]
[129.583,6.3095999999999999E-2,5.3949999999999998E-2,6.1885999999999997E-2,7.3338E-2,6.2180999999999997,4.7586000000000004,6.1185,7.8650000000000002,44322,38586,43886,50264,19.998000000000001,17.396999999999998,20.004000000000001,22.318000000000001,51.084000000000003,38.247999999999998,49.77,65.986000000000004,3.0630999999999999,2.6181999999999999,3.0407999999999999,3.5150999999999999,0.20913999999999999,0.17871999999999999,0.20719000000000001,0.24185000000000001,17990,15441,17811,20784,6.2931000000000001E-2,4.7671999999999999E-2,5.7910999999999997E-2,8.1323000000000006E-2,1135.8,939.87,1113.7,1371.5,0.56296999999999997,0.37735999999999997,0.53239000000000003,0.77607999999999999,0.40764,0.33483000000000002,0.40072999999999998,0.48592000000000002,3.7052,3.1280000000000001,3.6762000000000001,4.3232999999999997,54.844000000000001,48.139000000000003,54.645000000000003,61.548999999999999,39.064,23.774999999999999,39.189,53.707000000000001,3547.2,3181.2,3539.4,3898.1,4481.2,3616.7,4383.3,5476.7,69.843999999999994,51.124000000000002,67.037000000000006,92.643000000000001,1791.3,1452.6,1738.3,2182.3000000000002,5.2053000000000003,3.5066999999999999,4.9143999999999997,7.1760999999999999,0.36535000000000001,0.25863000000000003,0.35009000000000001,0.49149999999999999,4.1071,3.6413000000000002,4.0907,4.5697999999999999,0.30420999999999998,0.25046000000000002,0.29246,0.36423,20330,17362,20007,23703,2.9020000000000001E-2,2.3692999999999999E-2,2.8333000000000001E-2,3.5430000000000003E-2,0.20396,0.11907,0.19006000000000001,0.30708000000000002,3.5529999999999999,2.6177999999999999,3.3209,4.8357999999999999]
[130.333,6.3722000000000001E-2,5.4253000000000003E-2,6.2657000000000004E-2,7.3849999999999999E-2,6.2180999999999997,4.7586000000000004,6.1185,7.8650000000000002,44906,39008,44553,51291,20.289000000000001,17.917000000000002,20.274999999999999,22.603999999999999,52.302,38.79,50.927,66.59,3.093,2.6406000000000001,3.0981999999999998,3.5508000000000002,0.21259,0.18138000000000001,0.21046000000000001,0.24617,18262,15690,18126,20806,6.4078999999999997E-2,4.7412999999999997E-2,5.9290000000000002E-2,8.2986000000000004E-2,1126.9000000000001,935.07,1110,1348,0.57438999999999996,0.38553999999999999,0.54883999999999999,0.79025999999999996,0.41302,0.34406999999999999,0.40567999999999999,0.49125000000000002,3.7702,3.1939000000000002,3.7404999999999999,4.3346999999999998,55.354999999999997,49.238999999999997,55.189,61.85,39.064,23.774999999999999,39.189,53.707000000000001,3592.9,3251.1,3595.3,3946.9,4507.2,3647.8,4380.3999999999996,5489.2,68.602999999999994,50.741999999999997,66.292000000000002,90.185000000000002,1799.5,1475.8,1758.8,2166.3000000000002,5.3768000000000002,3.5539000000000001,5.1395,7.4012000000000002,0.37531999999999999,0.25962000000000002,0.36110999999999999,0.50087999999999999,4.1704999999999997,3.7258,4.1612999999999998,4.6224999999999996,0.30804999999999999,0.25446999999999997,0.29688999999999999,0.36721999999999999,20569,17686,20363,23761,2.9575000000000001E-2,2.4105999999999999E-2,2.8802000000000001E-2,3.5927000000000001E-2,0.21157999999999999,0.11711000000000001,0.20065,0.32036999999999999,3.6183000000000001,2.6229,3.3866999999999998,4.8648999999999996]
[130.833,6.1932000000000001E-2,5.2673999999999999E-2,6.0911E-2,7.1739999999999998E-2,6.2180999999999997,4.7586000000000004,6.1185,7.8650000000000002,43513,37710,43265,49687,19.738,17.291,19.712,22.366,49.728000000000002,36.89,48.396000000000001,63.54,3.0051999999999999,2.5638000000000001,2.9986999999999999,3.4491000000000001,0.20566000000000001,0.17513999999999999,0.20327999999999999,0.23758000000000001,17669,15063,17563,20249,6.1371000000000002E-2,4.5844999999999997E-2,5.7266999999999998E-2,7.7894000000000005E-2,1106.0999999999999,923.22,1094.9000000000001,1309.0999999999999,0.54442000000000002,0.37024000000000001,0.51826000000000005,0.74429000000000001,0.39834000000000003,0.32896999999999998,0.39133000000000001,0.47687000000000002,3.6385000000000001,3.0783999999999998,3.6162000000000001,4.2104999999999997,54.04,47.728999999999999,53.857999999999997,60.631999999999998,39.063000000000002,23.774999999999999,39.189,53.707000000000001,3499.9,3124.7,3500.1,3856.6,4379,3521.6,4247.3999999999996,5365,67.486000000000004,49.688000000000002,64.783000000000001,89.03,1750.1,1413,1713.2,2131,5.0422000000000002,3.3384999999999998,4.7709999999999999,6.9490999999999996,0.35432999999999998,0.24667,0.34128999999999998,0.47177000000000002,4.0509000000000004,3.5758999999999999,4.0381999999999998,4.4964000000000004,0.29753000000000002,0.24398,0.28927000000000003,0.35482999999999998,19988,16994,19853,23051,2.8788000000000001E-2,2.2949000000000001E-2,2.8007000000000001E-2,3.4484000000000001E-2,0.19577,0.1081,0.18342,0.29629,3.4535999999999998,2.5150000000000001,3.2443,4.6688999999999998]
[131.25,6.2801999999999997E-2,5.3538000000000002E-2,6.1559999999999997E-2,7.2123999999999994E-2,6.2180999999999997,4.7586000000000004,6.1185,7.8650000000000002,44400,38735,44166,50438,20.143000000000001,17.715,20.096,22.65,51.405000000000001,38.369,50.104999999999997,66.653999999999996,3.0459999999999998,2.6236999999999999,3.0323000000000002,3.4937999999999998,0.21045,0.18010000000000001,0.20748,0.24168999999999999,18040,15528,17951,20633,6.3094999999999998E-2,4.7135000000000003E-2,5.8654999999999999E-2,8.1907999999999995E-2,1093.5999999999999,911.59,1081,1295.0999999999999,0.56167999999999996,0.37379000000000001,0.54147000000000001,0.77322999999999997,0.40640999999999999,0.33792,0.39961999999999998,0.48286000000000001,3.7277999999999998,3.1757,3.7052999999999998,4.2832999999999997,54.780999999999999,48.600999999999999,54.585999999999999,61.439,39.064,23.774999999999999,39.189,53.707000000000001,3561.7,3208.1,3567.2,3910.3,4395.8,3581.7,4270.3,5362,65.894000000000005,48.302999999999997,63.475000000000001,86.872,1755,1435.3,1721,2112.6,5.2907999999999999,3.5011000000000001,5.0548999999999999,7.2270000000000003,0.36878,0.25557000000000002,0.35485,0.48791000000000001,4.1391,3.6835,4.1291000000000002,4.5701999999999998,0.30348000000000003,0.24943000000000001,0.29464000000000001,0.36153999999999997,20264,17374,20137,23159,2.9510000000000002E-2,2.3795E-2,2.8708000000000001E-2,3.5117000000000002E-2,0.20662,0.11477999999999999,0.19472,0.30886999999999998,3.5485000000000002,2.5579000000000001,3.3227000000000002,4.8499999999999996]
[132.333,6.3716999999999996E-2,5.4338999999999998E-2,6.2642000000000003E-2,7.4000999999999997E-2,6.2180999999999997,4.7586000000000004,6.1185,7.8650000000000002,44898,39543,44386,51076,20.295999999999999,17.901,20.343,22.651,52.527000000000001,39.234999999999999,50.509,66.823999999999998,3.0912000000000002,2.6819000000000002,3.0792000000000002,3.5365000000000002,0.21298,0.18171000000000001,0.20996000000000001,0.24698999999999999,18273,15782,18126,20956,6.4360000000000001E-2,4.7961999999999998E-2,5.9192000000000002E-2,8.6405999999999997E-2,1121.0999999999999,923.85,1107.3,1336.5,0.57738999999999996,0.38546999999999998,0.55023,0.79744999999999999,0.41339999999999999,0.34275,0.40686,0.49403999999999998,3.7745000000000002,3.2033999999999998,3.7464,4.3769,55.453000000000003,49.302,54.975999999999999,62.539000000000001,39.064,23.774999999999999,39.189,53.707000000000001,3590.1,3223.5,3578.6,3945.9,4480.8,3639.1,4358.2,5535.9,67.653000000000006,50.262,64.572999999999993,87.671000000000006,1792.6,1468.2,1749.5,2139.9,5.42,3.5813999999999999,5.1578999999999997,7.4256000000000002,0.37767000000000001,0.26193,0.36101,0.50112999999999996,4.1721000000000004,3.7092999999999998,4.1566999999999998,4.6456,0.30886000000000002,0.25291000000000002,0.29969000000000001,0.37190000000000001,20519,17723,20239,23740,2.9891000000000001E-2,2.4306000000000001E-2,2.8965999999999999E-2,3.5436000000000002E-2,0.21375,0.11922000000000001,0.19997999999999999,0.31502000000000002,3.6265000000000001,2.5891000000000002,3.4003999999999999,4.9965999999999999]
[132.833,6.2216E-2,5.2916999999999999E-2,6.1015E-2,7.1724999999999997E-2,6.2180999999999997,4.7586000000000004,6.1185,7.8650000000000002,43746,37986,43056,50451,19.827999999999999,17.457999999999998,19.812000000000001,22.276,50.337000000000003,37.302,48.247999999999998,64.852999999999994,3.0234000000000001,2.5948000000000002,2.9969000000000001,3.5036,0.20702000000000001,0.17688000000000001,0.20443,0.24068999999999999,17793,15226,17626,20582,6.1992999999999999E-2,4.6116999999999998E-2,5.7570999999999997E-2,8.2986000000000004E-2,1113.2,908.13,1092.3,1334.9,0.55193000000000003,0.36795,0.52510000000000001,0.7591,0.40146999999999999,0.32768000000000003,0.39576,0.48159999999999997,3.6648999999999998,3.1025,3.6254,4.2881,54.332999999999998,48.098999999999997,53.933999999999997,61.235999999999997,39.061,23.774999999999999,39.189,53.707000000000001,3515.7,3136.4,3492.9,3910.5,4415.8,3536.8,4263.1000000000004,5532.9,67.412999999999997,50.432000000000002,64.435000000000002,90.216999999999999,1764.5,1416,1708.8,2149.8000000000002,5.1242999999999999,3.3620000000000001,4.8362999999999996,7.1757999999999997,0.35947000000000001,0.24761,0.34025,0.48623,4.0715000000000003,3.6111,4.0445000000000002,4.5522,0.30016999999999999,0.24668000000000001,0.28965999999999997,0.36488999999999999,20126,17094,19809,23469,2.8938999999999999E-2,2.3307999999999999E-2,2.7937E-2,3.4595000000000001E-2,0.19982,0.11081000000000001,0.18435000000000001,0.30510999999999999,3.4811999999999999,2.5072000000000001,3.2784,4.7954999999999997]
[133.583,6.3218999999999997E-2,5.4372999999999998E-2,6.2067999999999998E-2,7.2833999999999996E-2,6.2180999999999997,4.7586000000000004,6.1185,7.8650000000000002,44418,39424,43759,50801,20.068000000000001,17.882999999999999,20.062000000000001,22.466000000000001,51.558,38.134999999999998,49.412999999999997,66.034999999999997,3.0724999999999998,2.6413000000000002,3.0470999999999999,3.5032000000000001,0.21038999999999999,0.17927999999999999,0.20882000000000001,0.24193000000000001,18077,15539,18002,20639,6.3319E-2,4.7601999999999998E-2,5.9011000000000001E-2,8.4626000000000007E-2,1135.4000000000001,930.66,1115.8,1353,0.56904999999999994,0.37595000000000001,0.54156000000000004,0.78580000000000005,0.40917999999999999,0.33829999999999999,0.40318999999999999,0.48543999999999998,3.7248000000000001,3.1623000000000001,3.6903000000000001,4.3089000000000004,55.097999999999999,49.04,55.26,61.500999999999998,39.064,23.774999999999999,39.189,53.707000000000001,3556.2,3204.1,3550.2,3909.4,4479,3641.3,4356,5487.3,69.022999999999996,50.936999999999998,67.100999999999999,89.977000000000004,1795.7,1465.4,1769.1,2168.8000000000002,5.2831999999999999,3.4750000000000001,5.0048000000000004,7.3059000000000003,0.36979000000000001,0.25361,0.35315000000000002,0.49732999999999999,4.1223999999999998,3.6739999999999999,4.1136999999999997,4.5822000000000003,0.30592000000000003,0.25134000000000001,0.29496,0.36454999999999999,20391,17407,20132,23555,2.9527000000000001E-2,2.3642E-2,2.8427999999999998E-2,3.5298000000000003E-2,0.2079,0.11236,0.19242999999999999,0.31158000000000002,3.5640999999999998,2.5842000000000001,3.3552,4.7682000000000002]
[134,6.2223000000000001E-2,5.3157999999999997E-2,6.1345999999999998E-2,7.2028999999999996E-2,6.2180999999999997,4.7586000000000004,6.1185,7.8650000000000002,43830,38277,43360,50216,19.966999999999999,17.588000000000001,20.030999999999999,22.577999999999999,50.25,37.173000000000002,48.119,64.572000000000003,3.0295000000000001,2.5954000000000002,3.0044,3.5026000000000002,0.20799999999999999,0.17701,0.20666000000000001,0.24062,17866,15264,17784,20648,6.1751E-2,4.6420000000000003E-2,5.7452999999999997E-2,8.2415000000000002E-2,1107.3,900.19,1085.0999999999999,1324.6,0.54749000000000003,0.36226999999999998,0.52332999999999996,0.75688999999999995,0.40100999999999998,0.33058999999999999,0.39467999999999998,0.47787000000000002,3.68,3.1027,3.6333000000000002,4.3072999999999997,54.49,47.984000000000002,54.557000000000002,61.170999999999999,39.061999999999998,23.774999999999999,39.189,53.707000000000001,3539.4,3183.8,3546.7,3905.1,4418.6000000000004,3563.3,4306.8,5426.5,67.043000000000006,49.152000000000001,64.968000000000004,88.046999999999997,1767.1,1435.9,1729,2149.8000000000002,5.1071,3.3372000000000002,4.8102,7.0625999999999998,0.35809000000000002,0.24662999999999999,0.33956999999999998,0.47785,4.0986000000000002,3.64,4.0960999999999999,4.5506000000000002,0.30031000000000002,0.24762000000000001,0.29041,0.35807,20240,17250,20014,23443,2.9052999999999999E-2,2.3335000000000002E-2,2.8145E-2,3.4595000000000001E-2,0.19797000000000001,0.10644000000000001,0.18242,0.29680000000000001,3.4624000000000001,2.5318000000000001,3.2881999999999998,4.6257999999999999]
[135.167,6.2307000000000001E-2,5.3572000000000002E-2,6.0976000000000002E-2,7.1936E-2,6.2180999999999997,4.7586000000000004,6.1185,7.8650000000000002,44031,38378,43506,50029,20.077000000000002,17.896999999999998,20.106000000000002,22.408999999999999,50.704999999999998,38.106999999999999,49.201000000000001,64.930999999999997,3.0371000000000001,2.6234000000000002,2.9971999999999999,3.4940000000000002,0.2092,0.17938000000000001,0.20630999999999999,0.24371000000000001,17958,15421,17870,20644,6.2056E-2,4.6857999999999997E-2,5.8173000000000002E-2,8.1799999999999998E-2,1098.2,909.09,1089.7,1294,0.55181000000000002,0.37380000000000002,0.52954999999999997,0.77695999999999998,0.40250000000000002,0.33499000000000001,0.39529999999999998,0.48337000000000002,3.7042999999999999,3.1589999999999998,3.6560000000000001,4.3318000000000003,54.57,48.396999999999998,54.487000000000002,60.905999999999999,39.063000000000002,23.774999999999999,39.189,53.707000000000001,3556.2,3202.4,3550.2,3913.3,4420.7,3569.6,4268.7,5301.1,66.256,49.573999999999998,64.451999999999998,86.375,1763.5,1443.2,1722.1,2129.3000000000002,5.181,3.4462999999999999,4.9508000000000001,7.2100999999999997,0.36216999999999999,0.25466,0.34606999999999999,0.48896000000000001,4.1231999999999998,3.6816,4.1067,4.5610999999999997,0.30155999999999999,0.24959999999999999,0.29071000000000002,0.35994999999999999,20309,17467,20101,23373,2.9135000000000001E-2,2.3451E-2,2.8312E-2,3.5133999999999999E-2,0.20082,0.11222,0.18562999999999999,0.30164000000000002,3.4767000000000001,2.5617999999999999,3.3065000000000002,4.5788000000000002]
[135.5,6.3142000000000004E-2,5.4517999999999997E-2,6.2092000000000001E-2,7.2882000000000002E-2,6.2180999999999997,4.7586000000000004,6.1185,7.8650000000000002,44346,39009,44094,49919,20.059000000000001,17.873000000000001,20.013999999999999,22.419,51.511000000000003,39.103000000000002,49.777000000000001,66.69,3.0724999999999998,2.6535000000000002,3.0526,3.5118,0.21029,0.18046000000000001,0.20809,0.24263999999999999,18065,15723,18034,20786,6.3087000000000004E-2,4.7513E-2,5.9673999999999998E-2,8.2421999999999995E-2,1135.5,939.59,1124,1352.4,0.56835999999999998,0.39002999999999999,0.54720999999999997,0.79301999999999995,0.40921000000000002,0.34104000000000001,0.40217000000000003,0.49173,3.7223999999999999,3.2065000000000001,3.6959,4.3464999999999998,55.029000000000003,49.024000000000001,54.991999999999997,60.997999999999998,39.064,23.774999999999999,39.189,53.707000000000001,3556.4,3222.2,3556.9,3889,4477.8,3585.5,4374.6000000000004,5384.4,69.278999999999996,52.119,67.483000000000004,89.756,1793.9,1469.4,1748.5,2160.9,5.2771999999999997,3.5706000000000002,5.0373999999999999,7.3764000000000003,0.36947000000000002,0.26236999999999999,0.35583999999999999,0.50075999999999998,4.1201999999999996,3.7107000000000001,4.1154999999999999,4.5621999999999998,0.30575999999999998,0.25408999999999998,0.29393999999999998,0.36498999999999998,20378,17480,20217,23409,2.9613E-2,2.4067000000000002E-2,2.8438000000000001E-2,3.5236000000000003E-2,0.20768,0.11927,0.19600999999999999,0.31659999999999999,3.5626000000000002,2.6307999999999998,3.3959000000000001,4.7232000000000003]
[136.75,6.2496000000000003E-2,5.3374999999999999E-2,6.1891000000000002E-2,7.2011000000000006E-2,6.2180999999999997,4.7586000000000004,6.1185,7.8650000000000002,43921,38195,43506,50073,19.864999999999998,17.684999999999999,19.753,22.231000000000002,50.811999999999998,38.094999999999999,49.738,66.468000000000004,3.044,2.6080999999999999,3.0394999999999999,3.4901,0.20802000000000001,0.17727999999999999,0.20579,0.24496999999999999,17887,15330,17803,20619,6.2316999999999997E-2,4.6654000000000001E-2,5.8741000000000002E-2,8.0419000000000004E-2,1128.4000000000001,923.38,1114.9000000000001,1352.3,0.55886999999999998,0.37276999999999999,0.53910999999999998,0.78442999999999996,0.40388000000000002,0.32862000000000002,0.39757999999999999,0.48608000000000001,3.6838000000000002,3.1358999999999999,3.6619999999999999,4.2510000000000003,54.511000000000003,47.98,54.514000000000003,60.832999999999998,39.061999999999998,23.774999999999999,39.189,53.707000000000001,3525.5,3167.3,3515,3894.9,4472.8999999999996,3546.7,4324.6000000000004,5551.1,69.153000000000006,51.122999999999998,66.53,89.394999999999996,1785.8,1435.3,1743.6,2177.5,5.1818999999999997,3.4369000000000001,4.9981,7.0994999999999999,0.36353999999999997,0.25544,0.35270000000000001,0.48905999999999999,4.0796000000000001,3.633,4.0617000000000001,4.5320999999999998,0.30175000000000002,0.24678,0.29330000000000001,0.35548000000000002,20287,17178,20031,23491,2.9207E-2,2.3542E-2,2.8433E-2,3.5076000000000003E-2,0.20324,0.11445,0.19245999999999999,0.30634,3.5106999999999999,2.5790000000000002,3.3289,4.6969000000000003]
[136.833,6.2301000000000002E-2,5.3178999999999997E-2,6.1739000000000002E-2,7.1785000000000002E-2,6.2180999999999997,4.7586000000000004,6.1185,7.8650000000000002,43793,37941,43372,49957,19.838999999999999,17.599,19.779,22.265999999999998,50.514000000000003,37.808999999999997,49.418999999999997,66.275000000000006,3.0346000000000002,2.5909,3.0259999999999998,3.4811000000000001,0.20746000000000001,0.17657,0.20502999999999999,0.24423,17838,15264,17728,20578,6.2003000000000003E-2,4.6441999999999997E-2,5.8347000000000003E-2,7.9815999999999998E-2,1122.9000000000001,915.33,1110.2,1349.9,0.55423,0.36902000000000001,0.53610999999999998,0.78069,0.40217999999999998,0.32507999999999998,0.39523999999999998,0.48385,3.6728999999999998,3.1223000000000001,3.6535000000000002,4.2480000000000002,54.381999999999998,47.655000000000001,54.31,60.89,39.061999999999998,23.774999999999999,39.189,53.707000000000001,3520.9,3157.5,3509.5,3890.5,4455,3535.6,4315.2,5530.1,68.747,50.856000000000002,66.275999999999996,89.087999999999994,1778.6,1433.6,1733.9,2164.4,5.1420000000000003,3.4097,4.9528999999999996,7.0382999999999996,0.36097000000000001,0.25329000000000002,0.34964000000000001,0.48553000000000002,4.0735999999999999,3.6234999999999999,4.0491999999999999,4.5416999999999996,0.30057,0.24645,0.29196,0.35364000000000001,20240,17138,19995,23488,2.9100999999999998E-2,2.3431E-2,2.8337000000000001E-2,3.4962E-2,0.2011,0.11260000000000001,0.18984000000000001,0.30346000000000001,3.4910000000000001,2.5411000000000001,3.3060999999999998,4.6520000000000001]
[137.917,6.2039999999999998E-2,5.3449000000000003E-2,6.1385000000000002E-2,7.034E-2,6.2180999999999997,4.7586000000000004,6.1185,7.8650000000000002,43623,38078,43113,49967,19.841999999999999,17.754999999999999,19.7,22.332999999999998,50.055999999999997,37.780999999999999,48.451999999999998,65.754000000000005,3.0226000000000002,2.5809000000000002,2.9998,3.4742000000000002,0.20702999999999999,0.17657,0.20277999999999999,0.24506,17777,15206,17645,20480,6.1634000000000001E-2,4.6362E-2,5.7532E-2,8.2087999999999994E-2,1113,907.08,1097.2,1318.2,0.54742999999999997,0.36969999999999997,0.52088000000000001,0.76954999999999996,0.39959,0.32772000000000001,0.39027000000000001,0.48111999999999999,3.6613000000000002,3.1276000000000002,3.6074999999999999,4.2831999999999999,54.215000000000003,47.843000000000004,54.273000000000003,60.476999999999997,39.058,23.774999999999999,39.189,53.707000000000001,3520.4,3163.3,3510.5,3903.3,4407.8,3556.4,4273.8999999999996,5484.9,68.268000000000001,50.466999999999999,64.516999999999996,89.328999999999994,1761.4,1436.2,1712.5,2108.6999999999998,5.0838000000000001,3.4114,4.8974000000000002,7.1454000000000004,0.35709999999999997,0.25406000000000001,0.34440999999999999,0.48113,4.0728999999999997,3.6332,4.0461999999999998,4.5278999999999998,0.29932999999999998,0.24937999999999999,0.29025000000000001,0.35577999999999999,20161,17266,19886,23161,2.8946E-2,2.3446000000000002E-2,2.8025999999999999E-2,3.5270000000000003E-2,0.19783000000000001,0.11371000000000001,0.18501999999999999,0.29915999999999998,3.468,2.5564,3.2347000000000001,4.6698000000000004]
[138.417,6.3741999999999993E-2,5.5488999999999997E-2,6.2727000000000005E-2,7.2242000000000001E-2,6.2180999999999997,4.7586000000000004,6.1185,7.8650000000000002,44767,39408,44444,50707,20.251999999999999,18.164000000000001,20.140999999999998,22.724,52.174999999999997,39.78,50.878999999999998,67.504999999999995,3.0998999999999999,2.6850000000000001,3.0891000000000002,3.5594999999999999,0.21260000000000001,0.18334,0.20816999999999999,0.24893000000000001,18245,15914,18035,20854,6.3941999999999999E-2,4.8129999999999999E-2,5.9261000000000001E-2,8.4157999999999997E-2,1141.0999999999999,934.5,1122,1352.8,0.57520000000000004,0.39090000000000003,0.55013999999999996,0.78398999999999996,0.41242000000000001,0.34201999999999999,0.40839999999999999,0.48988999999999999,3.7627999999999999,3.2452000000000001,3.7164999999999999,4.3712999999999997,55.45,49.46,55.457000000000001,61.417000000000002,39.064,23.774999999999999,39.189,53.707000000000001,3588.5,3246.3,3561,3939.3,4506.3999999999996,3697.7,4377.2,5530.3,70.191999999999993,52.063000000000002,66.575999999999993,90.954999999999998,1803.5,1496.4,1760,2181.4,5.3573000000000004,3.6566000000000001,5.1852,7.4386999999999999,0.37495000000000001,0.26938000000000001,0.36203999999999997,0.50056999999999996,4.1608000000000001,3.7645,4.1292,4.5936000000000003,0.30858999999999998,0.25858999999999999,0.29948999999999998,0.36524000000000001,20571,17796,20221,23488,2.9791000000000002E-2,2.4240999999999999E-2,2.8777E-2,3.6153999999999999E-2,0.21160999999999999,0.12397,0.20139000000000001,0.31874999999999998,3.6076000000000001,2.6435,3.3683999999999998,4.8445999999999998]
[139.083,6.1935999999999998E-2,5.3045000000000002E-2,6.1024000000000002E-2,7.1946999999999997E-2,6.2180999999999997,4.7586000000000004,6.1185,7.8650000000000002,43663,38120,43326,49545,19.937000000000001,17.658000000000001,19.783999999999999,22.356999999999999,49.941000000000003,37.890999999999998,48.170999999999999,64.733999999999995,3.0164,2.5933000000000002,2.9883000000000002,3.5089999999999999,0.20748,0.17710999999999999,0.20422999999999999,0.24315999999999999,17803,15245,17628,20682,6.1254000000000003E-2,4.6597E-2,5.6960999999999998E-2,7.9732999999999998E-2,1096.8,884.76,1084.7,1308.4000000000001,0.54171000000000002,0.36508000000000002,0.51837999999999995,0.75988999999999995,0.39829999999999999,0.32697999999999999,0.39280999999999999,0.47671000000000002,3.6684000000000001,3.1456,3.6259999999999999,4.2695999999999996,54.201999999999998,47.56,54.081000000000003,60.655999999999999,39.064,23.774999999999999,39.189,53.707000000000001,3533.8,3159,3527.3,3904.9,4382.8,3557.9,4223,5473.2,67.155000000000001,49.417000000000002,64.084999999999994,87.834000000000003,1748.3,1427,1694.3,2144.1,5.0731999999999999,3.4466999999999999,4.9188999999999998,7.0324999999999998,0.35600999999999999,0.25241000000000002,0.34666000000000002,0.47517999999999999,4.0918000000000001,3.6465000000000001,4.0721999999999996,4.5583,0.29842000000000002,0.24746000000000001,0.28935,0.35661999999999999,20167,17261,19764,23559,2.8920999999999999E-2,2.3553999999999999E-2,2.8014000000000001E-2,3.4979999999999997E-2,0.19631999999999999,0.11303000000000001,0.18690999999999999,0.29692000000000002,3.4365999999999999,2.5371000000000001,3.2275,4.5625]
[140,6.1900999999999998E-2,5.3025000000000003E-2,6.1022E-2,7.1423E-2,6.2180999999999997,4.7586000000000004,6.1185,7.8650000000000002,43590,38053,43386,49868,19.87,17.579000000000001,19.826000000000001,22.291,49.957999999999998,37.06,48.750999999999998,65.186999999999998,3.0133000000000001,2.5710999999999999,2.9914999999999998,3.4666999999999999,0.20710999999999999,0.17529,0.20372000000000001,0.24290999999999999,17771,15153,17577,20589,6.1142000000000002E-2,4.6105E-2,5.7187000000000002E-2,8.0547999999999995E-2,1099.7,897.25,1096.0999999999999,1305.5,0.54366000000000003,0.37023,0.52073000000000003,0.76100000000000001,0.39818999999999999,0.3276,0.39137,0.48338999999999999,3.6604000000000001,3.0562,3.6214,4.3127000000000004,54.113999999999997,47.390999999999998,53.895000000000003,60.921999999999997,39.064,23.774999999999999,39.189,53.707000000000001,3521.5,3143.2,3519.4,3888.6,4373.5,3537.9,4242.7,5387.2,67.165000000000006,49.566000000000003,63.645000000000003,88.742000000000004,1745.1,1414.6,1696.8,2111.8000000000002,5.0799000000000003,3.4033000000000002,4.9051,7.1698000000000004,0.35657,0.24904999999999999,0.34412999999999999,0.49031999999999998,4.0777999999999999,3.6006999999999998,4.0578000000000003,4.5671999999999997,0.29802000000000001,0.24260999999999999,0.28999999999999998,0.35674,20096,17195,19760,23432,2.8851000000000002E-2,2.3174E-2,2.7848999999999999E-2,3.4730999999999998E-2,0.19738,0.1118,0.18806999999999999,0.30886999999999998,3.4398,2.5333999999999999,3.2408999999999999,4.6256000000000004]
[140.75,6.2036000000000001E-2,5.3072000000000001E-2,6.0879999999999997E-2,7.1934999999999999E-2,6.2180999999999997,4.7586000000000004,6.1185,7.8650000000000002,43644,38011,43263,49908,19.777000000000001,17.402999999999999,19.675999999999998,22.137,50.253999999999998,37.826999999999998,48.317,64.891000000000005,3.0169999999999999,2.5794999999999999,2.9777999999999998,3.4723999999999999,0.20687,0.17602000000000001,0.20318,0.24382999999999999,17763,15195,17581,20511,6.1748999999999998E-2,4.6432000000000001E-2,5.7244000000000003E-2,8.1616999999999995E-2,1112.5999999999999,908.16,1105.2,1331.9,0.55176999999999998,0.37722,0.52085000000000004,0.75871,0.40028999999999998,0.32816000000000001,0.39291999999999999,0.47854999999999998,3.6579000000000002,3.1032999999999999,3.6059000000000001,4.2779999999999996,54.106000000000002,47.890999999999998,53.847999999999999,60.499000000000002,39.061,23.774999999999999,39.188000000000002,53.707000000000001,3505.8,3135.2,3496.8,3870.4,4379.8,3549,4245.3999999999996,5403.7,68.335999999999999,49.951000000000001,65.481999999999999,89.066000000000003,1750,1419.3,1704.9,2115.5,5.1330999999999998,3.4127999999999998,4.8560999999999996,7.0795000000000003,0.36016999999999999,0.25378000000000001,0.34277000000000002,0.48302,4.0597000000000003,3.6052,4.0511999999999997,4.5411000000000001,0.29919000000000001,0.24718999999999999,0.28915000000000002,0.3619,20026,17196,19792,23152,2.8896999999999999E-2,2.3428000000000001E-2,2.7987000000000001E-2,3.5555999999999997E-2,0.20118,0.11545999999999999,0.18842,0.30148999999999998,3.4714999999999998,2.5428999999999999,3.2684000000000002,4.7531999999999996]
[141.083,6.1858000000000003E-2,5.2998000000000003E-2,6.0905000000000001E-2,7.1662000000000003E-2,6.2180999999999997,4.7586000000000004,6.1185,7.8650000000000002,43694,38141,43223,50088,19.919,17.48,19.824999999999999,22.227,49.859000000000002,37.369,48.052999999999997,63.944000000000003,3.0105,2.5834000000000001,2.9756,3.4569999999999999,0.20735000000000001,0.17638000000000001,0.20355000000000001,0.24296999999999999,17787,15262,17627,20469,6.1317999999999998E-2,4.6199999999999998E-2,5.6937000000000001E-2,8.1013000000000002E-2,1093.7,895.6,1085.3,1313,0.54191,0.37014000000000002,0.50680000000000003,0.74846999999999997,0.39810000000000001,0.32788,0.39150000000000001,0.47543000000000002,3.6646000000000001,3.1118999999999999,3.6076000000000001,4.2755000000000001,54.143000000000001,47.656999999999996,53.851999999999997,60.664000000000001,39.063000000000002,23.774999999999999,39.189,53.707000000000001,3529,3167.1,3520.9,3886.6,4352.7,3537.5,4220.7,5322.7,66.754000000000005,48.793999999999997,64.260999999999996,86.623999999999995,1735.4,1409.3,1687.3,2097,5.0768000000000004,3.4034,4.8045999999999998,7.0464000000000002,0.35611999999999999,0.25003999999999998,0.33878000000000003,0.48132000000000003,4.0873999999999997,3.6233,4.0789,4.5670999999999999,0.29809000000000002,0.24617,0.28845999999999999,0.36077999999999999,20069,17237,19817,23213,2.8885000000000001E-2,2.3408000000000002E-2,2.7966000000000001E-2,3.5392E-2,0.19667999999999999,0.11194,0.18407999999999999,0.29697000000000001,3.4339,2.5175000000000001,3.2383999999999999,4.7095000000000002]
[142.333,6.3570000000000002E-2,5.4650999999999998E-2,6.2418000000000001E-2,7.4345999999999995E-2,6.2180999999999997,4.7586000000000004,6.1185,7.8650000000000002,44862,39321,44386,51559,20.271999999999998,17.998000000000001,20.106000000000002,22.640999999999998,52.395000000000003,39.61,50.688000000000002,65.739000000000004,3.0889000000000002,2.6448,3.0623999999999998,3.5836999999999999,0.21329999999999999,0.18128,0.20943000000000001,0.25061,18252,15834,18008,20961,6.4042000000000002E-2,4.7368E-2,5.9131999999999997E-2,8.5597000000000006E-2,1121.2,919.46,1106.3,1340.9,0.57672000000000001,0.38822000000000001,0.55427999999999999,0.77573999999999999,0.41227999999999998,0.34150999999999998,0.40472999999999998,0.49614999999999998,3.7715999999999998,3.2239,3.6962999999999999,4.3878000000000004,55.314,49.078000000000003,54.987000000000002,62.037999999999997,39.064,23.774999999999999,39.189,53.707000000000001,3586.8,3234.5,3569.6,3974.2,4464.8999999999996,3635.4,4363.7,5422.8,68.236000000000004,49.948,65.37,89.006,1782,1458.5,1741.4,2159.6999999999998,5.4244000000000003,3.6899000000000002,5.1680999999999999,7.4024000000000001,0.37819000000000003,0.26791999999999999,0.36313000000000001,0.49891000000000002,4.1651999999999996,3.7212999999999998,4.1393000000000004,4.6299000000000001,0.30778,0.25485999999999998,0.29676000000000002,0.37495000000000001,20476,17563,20215,23808,2.9859E-2,2.4219000000000001E-2,2.8941999999999999E-2,3.7204000000000001E-2,0.21485000000000001,0.1232,0.20241999999999999,0.31733,3.5849000000000002,2.6471,3.3445999999999998,4.8410000000000002]
[142.417,6.3738000000000003E-2,5.4792E-2,6.2775999999999998E-2,7.4445999999999998E-2,6.2180999999999997,4.7586000000000004,6.1185,7.8650000000000002,44842,39441,44321,51482,20.233000000000001,18.052,20.05,22.6,52.188000000000002,39.468000000000004,50.621000000000002,65.709999999999994,3.0951,2.6545999999999998,3.0676000000000001,3.5863,0.21285999999999999,0.18162,0.2094,0.24923000000000001,18231,15804,17978,20982,6.3975000000000004E-2,4.7491999999999999E-2,5.9221000000000003E-2,8.5246000000000002E-2,1137.3,937.84,1117.3,1380.2,0.57698000000000005,0.39079999999999998,0.55579999999999996,0.77834999999999999,0.41310999999999998,0.34178999999999998,0.40425,0.50239,3.7618999999999998,3.2128000000000001,3.6802999999999999,4.3837999999999999,55.418999999999997,49.271999999999998,55.112000000000002,62.124000000000002,39.064,23.774999999999999,39.189,53.707000000000001,3583.2,3244.9,3577.3,3973.6,4475.8,3657.6,4360.2,5416.5,69.775000000000006,50.942999999999998,66.72,92.149000000000001,1789.9,1466.7,1755.8,2158.3000000000002,5.3845000000000001,3.6497000000000002,5.1214000000000004,7.3034999999999997,0.37651000000000001,0.26845999999999998,0.36242999999999997,0.49703999999999998,4.1559999999999997,3.7153999999999998,4.1238999999999999,4.6203000000000003,0.30810999999999999,0.25507999999999997,0.29715999999999998,0.37136999999999998,20466,17549,20215,23730,2.9780000000000001E-2,2.4034E-2,2.8792000000000002E-2,3.7187999999999999E-2,0.21331,0.12257,0.20169999999999999,0.31818999999999997,3.5863,2.6562000000000001,3.3506999999999998,4.8289]
[143.5,6.3236000000000001E-2,5.4411000000000001E-2,6.1945E-2,7.3247000000000007E-2,6.2180999999999997,4.7586000000000004,6.1185,7.8650000000000002,44453,38761,44138,50839,20.056000000000001,17.866,19.957999999999998,22.437999999999999,51.640999999999998,38.603999999999999,50.5,66.376999999999995,3.0695999999999999,2.6276000000000002,3.0428999999999999,3.5657999999999999,0.21078,0.17843000000000001,0.20874999999999999,0.24673999999999999,18065,15448,17846,20911,6.3422000000000006E-2,4.6780000000000002E-2,5.8809E-2,8.5398000000000002E-2,1131.4000000000001,932.24,1109.4000000000001,1364.8,0.57103999999999999,0.38912999999999998,0.54869999999999997,0.76541999999999999,0.40936,0.33234000000000002,0.40398000000000001,0.49296000000000001,3.7267999999999999,3.1551999999999998,3.6789000000000001,4.3613,54.996000000000002,48.557000000000002,54.78,61.643999999999998,39.064,23.774999999999999,39.189,53.707000000000001,3551.3,3193.1,3540.3,3945,4429.8999999999996,3574.8,4321.1000000000004,5364.8,69.433000000000007,51.207999999999998,65.891999999999996,90.700999999999993,1774.4,1438,1741.7,2127.3000000000002,5.3219000000000003,3.5152000000000001,5.1289999999999996,7.2541000000000002,0.37232999999999999,0.25945000000000001,0.35814000000000001,0.49329000000000001,4.1184000000000003,3.66,4.0991,4.6062000000000003,0.30497999999999997,0.25319999999999998,0.29570999999999997,0.36271999999999999,20267,17326,20014,23664,2.9562000000000001E-2,2.3748999999999999E-2,2.8631E-2,3.6616999999999997E-2,0.21054999999999999,0.11642,0.19719,0.31374000000000002,3.5615999999999999,2.5493999999999999,3.3008999999999999,4.8042999999999996]
[144,6.1863000000000001E-2,5.2768000000000002E-2,6.0902999999999999E-2,7.1896000000000002E-2,6.2180999999999997,4.7586000000000004,6.1185,7.8650000000000002,43645,37615,43472,50082,19.853000000000002,17.454999999999998,19.940999999999999,22.140999999999998,49.954999999999998,36.649000000000001,48.744,64.033000000000001,3.0097,2.5573999999999999,3.0011000000000001,3.4887999999999999,0.20716999999999999,0.17423,0.20588000000000001,0.24235999999999999,17751,14962,17619,20617,6.157E-2,4.5095000000000003E-2,5.7556999999999997E-2,8.3551E-2,1096.4000000000001,895.59,1082.4000000000001,1333.3,0.54461999999999999,0.36754999999999999,0.52163999999999999,0.73602000000000001,0.39828000000000002,0.32024000000000002,0.39317000000000002,0.48270999999999997,3.6606000000000001,3.0585,3.6219999999999999,4.3010000000000002,54.097000000000001,47.598999999999997,54,60.710999999999999,39.061999999999998,23.774999999999999,39.189,53.707000000000001,3517.3,3126,3532.5,3923.4,4352.1000000000004,3474.4,4260.1000000000004,5234.3,66.933000000000007,49.27,64.141000000000005,87.09,1735.4,1393.4,1719.2,2103.4,5.0991,3.3506,4.8113999999999999,7.0301999999999998,0.35748999999999997,0.2452,0.34445999999999999,0.47839999999999999,4.0742000000000003,3.5859999999999999,4.0762,4.5788000000000002,0.29738999999999999,0.24446000000000001,0.28921999999999998,0.35238000000000003,20018,16954,19897,23492,2.8903999999999999E-2,2.3026999999999999E-2,2.7917999999999998E-2,3.5798999999999997E-2,0.19833999999999999,0.10777,0.18759000000000001,0.30152000000000001,3.4489000000000001,2.4432,3.1928000000000001,4.6180000000000003]
[144.667,6.2852000000000005E-2,5.3878000000000002E-2,6.2295000000000003E-2,7.2180999999999995E-2,6.2180999999999997,4.7586000000000004,6.1185,7.8650000000000002,44268,38572,43896,50940,19.986000000000001,17.658999999999999,19.922999999999998,22.34,51.390999999999998,37.822000000000003,49.872999999999998,67.597999999999999,3.0602999999999998,2.6011000000000002,3.0360999999999998,3.5657999999999999,0.20993000000000001,0.1774,0.2072,0.24712999999999999,17999,15367,17856,20921,6.3094999999999998E-2,4.6625E-2,5.8389000000000003E-2,8.5459999999999994E-2,1130,926.26,1110.9000000000001,1372.5,0.56788000000000005,0.38825999999999999,0.54864999999999997,0.80079999999999996,0.40701999999999999,0.32884000000000002,0.40139999999999998,0.49829000000000001,3.7149999999999999,3.1261999999999999,3.6747999999999998,4.3936000000000002,54.798000000000002,48.243000000000002,54.673999999999999,61.762,39.064,23.774999999999999,39.189,53.707000000000001,3541.5,3176.3,3542.2,3919.2,4462.3999999999996,3545.4,4368.7,5449.3,68.912000000000006,51.579000000000001,65.39,89.491,1776.7,1430.2,1742.9,2157.1999999999998,5.2793000000000001,3.4910999999999999,5.0393999999999997,7.5487000000000002,0.36986000000000002,0.25735000000000002,0.35577999999999999,0.51529000000000003,4.1041999999999996,3.6345000000000001,4.1044999999999998,4.5674000000000001,0.30323,0.24867,0.2944,0.36338999999999999,20298,17175,20008,23651,2.9354000000000002E-2,2.3598000000000001E-2,2.8063999999999999E-2,3.6525000000000002E-2,0.20835999999999999,0.11619,0.19545999999999999,0.32489000000000001,3.5377000000000001,2.5276999999999998,3.3024,4.7751999999999999]
[145.583,6.3112000000000001E-2,5.4267999999999997E-2,6.2601000000000004E-2,7.2388999999999995E-2,6.2180999999999997,4.7586000000000004,6.1185,7.8650000000000002,44428,38915,43935,50686,20.021999999999998,17.914999999999999,19.907,22.332999999999998,51.622999999999998,37.779000000000003,49.817,66.903999999999996,3.0676999999999999,2.6213000000000002,3.0568,3.5541,0.21041000000000001,0.17826,0.20709,0.24854000000000001,18040,15461,17921,20723,6.3330999999999998E-2,4.7083E-2,5.8166000000000002E-2,8.5568000000000005E-2,1133.4000000000001,930.12,1114.2,1364.9,0.57181000000000004,0.37830000000000003,0.54718,0.79057999999999995,0.40908,0.33535999999999999,0.4007,0.49642999999999998,3.7225000000000001,3.1358999999999999,3.6785000000000001,4.3452999999999999,54.963000000000001,48.701999999999998,54.820999999999998,62.031999999999996,39.064,23.774999999999999,39.189,53.707000000000001,3546.7,3174.3,3557.8,3920.8,4454.1000000000004,3584,4358.1000000000004,5399.8,69.457999999999998,51.201000000000001,66.399000000000001,92.491,1775.9,1444.3,1739.6,2153.6999999999998,5.3109999999999999,3.5331999999999999,5.1199000000000003,7.4574999999999996,0.37191999999999997,0.25749,0.36053000000000002,0.50280999999999998,4.1117999999999997,3.6486999999999998,4.1041999999999996,4.5781000000000001,0.30426999999999998,0.24995999999999999,0.29637999999999998,0.36391000000000001,20293,17293,20124,23538,2.9384E-2,2.3868E-2,2.8403999999999999E-2,3.6299999999999999E-2,0.21018000000000001,0.11867,0.19869000000000001,0.31839000000000001,3.5537999999999998,2.5432000000000001,3.3,4.8301999999999996]
[146.333,6.3810000000000006E-2,5.4817999999999999E-2,6.3138E-2,7.3090000000000002E-2,6.2180999999999997,4.7586000000000004,6.1185,7.8650000000000002,45102,39642,44697,51268,20.335000000000001,18.239999999999998,20.187999999999999,22.646999999999998,52.865000000000002,39.395000000000003,51.216000000000001,67.935000000000002,3.1021000000000001,2.6597,3.0823999999999998,3.5823999999999998,0.21403,0.18113000000000001,0.21138999999999999,0.24986,18332,15789,18261,21066,6.4523999999999998E-2,4.7543000000000002E-2,5.9181999999999998E-2,8.8332999999999995E-2,1127.0999999999999,922.05,1115.5999999999999,1353.5,0.58287,0.39078000000000002,0.56266000000000005,0.78641000000000005,0.41477000000000003,0.33792,0.40839999999999999,0.49958999999999998,3.7904,3.214,3.7443,4.4111000000000002,55.548000000000002,49.32,55.424999999999997,62.351999999999997,39.064,23.774999999999999,39.189,53.707000000000001,3597.4,3220.7,3611.4,3922,4491.7,3656.1,4406.1000000000004,5508.1,68.358999999999995,50.008000000000003,65.355999999999995,90.022000000000006,1789.6,1461.5,1755.4,2157.9,5.4753999999999996,3.6747999999999998,5.2430000000000003,7.4614000000000003,0.38159999999999999,0.26889999999999997,0.36902000000000001,0.50682000000000005,4.1783999999999999,3.7292000000000001,4.1585000000000001,4.6147,0.30826999999999999,0.25495000000000001,0.29954999999999998,0.37436999999999998,20574,17635,20349,23745,2.9895999999999999E-2,2.4395E-2,2.9123E-2,3.6998000000000003E-2,0.21748000000000001,0.12464,0.20730999999999999,0.32445000000000002,3.6073,2.6166999999999998,3.3704000000000001,4.8498999999999999]
[146.667,6.3062999999999994E-2,5.3698999999999997E-2,6.2254999999999998E-2,7.2517999999999999E-2,6.2180999999999997,4.7586000000000004,6.1185,7.8650000000000002,44418,38869,44269,50547,20.023,17.821999999999999,20.004999999999999,22.25,51.506,38.456000000000003,50.374000000000002,66.697999999999993,3.0678999999999998,2.6080000000000001,3.0423,3.5207999999999999,0.21027999999999999,0.17679,0.20821999999999999,0.24521000000000001,18036,15424,17965,20677,6.3152E-2,4.6401999999999999E-2,5.8817000000000001E-2,8.5800000000000001E-2,1134,923.84,1122.0999999999999,1357,0.56886000000000003,0.38624999999999998,0.55278000000000005,0.76773000000000002,0.40793000000000001,0.33026,0.40244000000000002,0.4955,3.7197,3.1646000000000001,3.6897000000000002,4.3402000000000003,54.936999999999998,48.735999999999997,54.692999999999998,61.362000000000002,39.063000000000002,23.774999999999999,39.189,53.707000000000001,3550,3197.5,3561.2,3901.3,4473.3999999999996,3610.3,4366.8999999999996,5477.1,69.155000000000001,50.997,65.915999999999997,92.396000000000001,1784.2,1444.6,1753,2137.1999999999998,5.2774000000000001,3.4860000000000002,5.0618999999999996,7.3055000000000003,0.36973,0.25918000000000002,0.36070999999999998,0.49979000000000001,4.1109999999999998,3.6665999999999999,4.1303000000000001,4.5696000000000003,0.30327999999999999,0.25083,0.29487999999999998,0.36851,20360,17265,20136,23616,2.9323999999999999E-2,2.3793000000000002E-2,2.8444000000000001E-2,3.5837000000000001E-2,0.20835000000000001,0.11713999999999999,0.19993,0.31326999999999999,3.5364,2.5783999999999998,3.3069999999999999,4.6467999999999998]
[147.917,6.2043000000000001E-2,5.2512999999999997E-2,6.1004000000000003E-2,7.2402999999999995E-2,6.2180999999999997,4.7586000000000004,6.1185,7.8650000000000002,43782,37929,43634,50559,19.831,17.440000000000001,19.821999999999999,22.231999999999999,50.192999999999998,37.277000000000001,48.695999999999998,65.447999999999993,3.0173000000000001,2.5758000000000001,3.0038,3.5217000000000001,0.20730999999999999,0.17402999999999999,0.20507,0.24314,17768,15055,17619,20608,6.1700999999999999E-2,4.4978999999999998E-2,5.7489999999999999E-2,8.3709000000000006E-2,1105,908.94,1086.4000000000001,1322.8,0.54981999999999998,0.37479000000000001,0.52663000000000004,0.75490000000000002,0.39994000000000002,0.32357000000000002,0.39121,0.48602000000000001,3.6625000000000001,3.0779999999999998,3.6248,4.3028000000000004,54.216000000000001,47.841999999999999,54.039000000000001,61.124000000000002,39.064,23.774999999999999,39.189,53.707000000000001,3515.3,3122.2,3508.4,3898.7,4382.6000000000004,3501.2,4292.3,5386,66.989999999999995,49.994999999999997,64.396000000000001,86.421000000000006,1744.5,1398.8,1710.8,2105.6999999999998,5.1197999999999997,3.3698999999999999,4.9099000000000004,7.2224000000000004,0.35915000000000002,0.25167,0.34388000000000002,0.49134,4.0682999999999998,3.5981000000000001,4.0553999999999997,4.5743,0.29788999999999999,0.24564,0.28761999999999999,0.36165999999999998,20070,17014,19882,23384,2.8795000000000001E-2,2.3424E-2,2.7764E-2,3.5539000000000001E-2,0.2001,0.11086,0.18811,0.30775999999999998,3.4495,2.4876999999999998,3.2402000000000002,4.5448000000000004]
[148.583,6.3045000000000004E-2,5.3803999999999998E-2,6.1997999999999998E-2,7.2703000000000004E-2,6.2180999999999997,4.7586000000000004,6.1185,7.8650000000000002,44400,38883,44000,50546,19.995999999999999,17.695,19.931999999999999,22.312000000000001,51.470999999999997,38.195999999999998,49.994,66.701999999999998,3.0638000000000001,2.6318999999999999,3.0413999999999999,3.5185,0.21015,0.17805000000000001,0.20727999999999999,0.24532999999999999,18014,15461,17800,20665,6.3305E-2,4.6202E-2,5.8173000000000002E-2,8.5514000000000007E-2,1131.5,929.35,1107.3,1366.4,0.56981999999999999,0.38355,0.54742000000000002,0.77822000000000002,0.40823999999999999,0.33279999999999998,0.40189000000000002,0.48909999999999998,3.7153999999999998,3.1564000000000001,3.6692999999999998,4.2874999999999996,54.932000000000002,48.561999999999998,54.505000000000003,61.728000000000002,39.064,23.774999999999999,39.189,53.707000000000001,3543,3176.6,3537.7,3923,4449.8,3592.6,4328.5,5542.5,69.043999999999997,51.031999999999996,66.022000000000006,88.980999999999995,1775.7,1449.8,1736.3,2179.6999999999998,5.2911999999999999,3.5163000000000002,5.0449999999999999,7.2469000000000001,0.37042000000000003,0.25828000000000001,0.35559000000000002,0.49602000000000002,4.1048,3.6621000000000001,4.1066000000000003,4.5701999999999998,0.30332999999999999,0.25146000000000002,0.29480000000000001,0.36343999999999999,20278,17376,19885,23795,2.9234E-2,2.3944E-2,2.8428999999999999E-2,3.6072E-2,0.20942,0.11704000000000001,0.19477,0.31722,3.5491999999999999,2.5173999999999999,3.2966000000000002,4.7355]
[148.833,6.2074999999999998E-2,5.2700999999999998E-2,6.1085E-2,7.1738999999999997E-2,6.2180999999999997,4.7586000000000004,6.1185,7.8650000000000002,43771,38242,43241,50387,19.798999999999999,17.523,19.835999999999999,22.308,50.374000000000002,37.436999999999998,48.424999999999997,65.495000000000005,3.0198999999999998,2.5815999999999999,2.9931999999999999,3.496,0.20732,0.17485000000000001,0.20513000000000001,0.24378,17773,15192,17546,20529,6.2036000000000001E-2,4.5349E-2,5.7076000000000002E-2,8.3552000000000001E-2,1109.8,900.45,1079.5999999999999,1350.5,0.55376999999999998,0.36882999999999999,0.52768000000000004,0.75446999999999997,0.40076000000000001,0.32379999999999998,0.39438000000000001,0.48166999999999999,3.6642999999999999,3.0823,3.6164999999999998,4.2508999999999997,54.219000000000001,47.720999999999997,53.722000000000001,61.183,39.058,23.774999999999999,39.189,53.707000000000001,3509.4,3125.8,3493.5,3934.8,4394.5,3535.4,4220.3,5497.9,67.789000000000001,49.951000000000001,65.018000000000001,88.813999999999993,1750.5,1422.3,1703.5,2179.6,5.1512000000000002,3.4165000000000001,4.9066999999999998,7.0602,0.36109999999999998,0.25119999999999998,0.34364,0.48116999999999999,4.0621999999999998,3.5891000000000002,4.0552000000000001,4.5427999999999997,0.29821999999999999,0.24535999999999999,0.29102,0.35944999999999999,20071,17067,19633,23761,2.8759E-2,2.3389E-2,2.7996E-2,3.5307999999999999E-2,0.20218,0.11128,0.18762999999999999,0.30449999999999999,3.4691999999999998,2.4773999999999998,3.2425999999999999,4.6540999999999997]
[149.583,6.3027E-2,5.3608999999999997E-2,6.2216E-2,7.3140999999999998E-2,6.2180999999999997,4.7586000000000004,6.1185,7.8650000000000002,44388,38598,44103,50711,20.004000000000001,17.635999999999999,20.021999999999998,22.33,51.384,38.618000000000002,49.701000000000001,66.385999999999996,3.0630000000000002,2.6149,3.0363000000000002,3.5045999999999999,0.21002000000000001,0.17834,0.20866000000000001,0.24329000000000001,18010,15447,17881,20696,6.3189999999999996E-2,4.6015E-2,5.8182999999999999E-2,8.5337999999999997E-2,1130.8,933.07,1113.3,1346,0.56720000000000004,0.38538,0.54069,0.77400999999999998,0.40733999999999998,0.32965,0.40315000000000001,0.48991000000000001,3.7143999999999999,3.1440000000000001,3.6804999999999999,4.3048000000000002,54.95,48.404000000000003,54.764000000000003,61.444000000000003,39.064,23.774999999999999,39.189,53.707000000000001,3544.5,3190.9,3542.6,3921.5,4454.3,3595.4,4330.5,5524.1,68.617000000000004,51.183,66.510999999999996,88.986999999999995,1777.1,1452.6,1733.4,2178.9,5.2751000000000001,3.5215000000000001,5.0373999999999999,7.3932000000000002,0.36947999999999998,0.26055,0.35615999999999998,0.50341999999999998,4.1059000000000001,3.6514000000000002,4.101,4.5730000000000004,0.30280000000000001,0.25031999999999999,0.29580000000000001,0.36441000000000001,20284,17425,20024,23581,2.9159999999999998E-2,2.3916E-2,2.8129000000000001E-2,3.5666000000000003E-2,0.2084,0.11906,0.19661000000000001,0.31844,3.5308000000000002,2.532,3.2823000000000002,4.8385999999999996]
[150.583,6.3063999999999995E-2,5.4113000000000001E-2,6.2154000000000001E-2,7.3288000000000006E-2,6.2180999999999997,4.7586000000000004,6.1185,7.8650000000000002,44345,38550,43893,50914,20.006,17.600999999999999,19.978000000000002,22.445,51.384,38.567,50.152000000000001,64.863,3.0632000000000001,2.6179000000000001,3.0442,3.5043000000000002,0.21,0.17793,0.20876,0.24418999999999999,18019,15390,17893,20588,6.3156000000000004E-2,4.6489000000000003E-2,5.8427E-2,8.4496000000000002E-2,1131.8,928.7,1111.3,1352,0.56811999999999996,0.38663999999999998,0.53793000000000002,0.76848000000000005,0.40728999999999999,0.32722000000000001,0.40222999999999998,0.48531999999999997,3.7147999999999999,3.1261999999999999,3.6877,4.2996999999999996,54.97,48.252000000000002,54.822000000000003,61.533000000000001,39.063000000000002,23.774999999999999,39.189,53.707000000000001,3544.3,3173.2,3541.7,3894,4459.3999999999996,3609.6,4310.8999999999996,5460.5,68.668000000000006,51.164000000000001,65.510999999999996,88.563999999999993,1777.2,1455.2,1726.3,2152,5.2769000000000004,3.5142000000000002,5.0457999999999998,7.2290999999999999,0.36969999999999997,0.26078000000000001,0.35492000000000001,0.49575999999999998,4.1063999999999998,3.6202999999999999,4.1071,4.5595999999999997,0.30287999999999998,0.24959000000000001,0.29654999999999998,0.36237000000000003,20292,17414,19946,23213,2.921E-2,2.3643999999999998E-2,2.8178000000000002E-2,3.5903999999999998E-2,0.20855000000000001,0.12159,0.19486999999999999,0.31206,3.5225,2.5354999999999999,3.2513999999999998,4.8769999999999998]
[151.167,6.2406000000000003E-2,5.3385000000000002E-2,6.1556E-2,7.3161000000000004E-2,6.2180999999999997,4.7586000000000004,6.1185,7.8650000000000002,44115,38196,43579,50551,20.079000000000001,17.599,20.076000000000001,22.510999999999999,50.707000000000001,37.856000000000002,49.457999999999998,64.221000000000004,3.0344000000000002,2.5720999999999998,3.0228000000000002,3.4832000000000001,0.20957999999999999,0.17709,0.20755000000000001,0.24378,17959,15273,17904,20756,6.2233999999999998E-2,4.5825999999999999E-2,5.7369999999999997E-2,8.4390999999999994E-2,1094.4000000000001,903.28,1066.8,1325.9,0.55252999999999997,0.37447999999999998,0.52634000000000003,0.76285999999999998,0.40168999999999999,0.32538,0.39835999999999999,0.48475000000000001,3.7071000000000001,3.1105999999999998,3.7010000000000001,4.3045,54.619,47.938000000000002,54.491999999999997,61.293999999999997,39.064,23.774999999999999,39.189,53.707000000000001,3554.2,3169.7,3553.3,3936.6,4400.7,3571.9,4214.3,5427.4,65.66,48.893000000000001,62.945,85.611999999999995,1747.1,1429,1689,2141.6999999999998,5.2011000000000003,3.4523000000000001,4.9427000000000003,7.1635999999999997,0.36370000000000002,0.25503999999999999,0.34865000000000002,0.48371999999999998,4.1212999999999997,3.6204000000000001,4.1291000000000002,4.5955000000000004,0.29957,0.24676999999999999,0.29207,0.35897000000000001,20247,17343,19855,23602,2.9073999999999999E-2,2.3529999999999999E-2,2.8001999999999999E-2,3.6457999999999997E-2,0.20255000000000001,0.11411,0.18951999999999999,0.30736999999999998,3.4565000000000001,2.4811999999999999,3.1956000000000002,4.7895000000000003]
[151.75,6.2300000000000001E-2,5.3177000000000002E-2,6.1099000000000001E-2,7.2276999999999994E-2,6.2180999999999997,4.7586000000000004,6.1185,7.8650000000000002,43796,38414,43594,49909,19.827000000000002,17.539000000000001,19.802,22.15,50.451000000000001,37.966999999999999,48.792999999999999,64.662000000000006,3.0276000000000001,2.5714999999999999,2.9918,3.5106999999999999,0.20768,0.17541000000000001,0.20444999999999999,0.24138000000000001,17816,15278,17700,20539,6.2031999999999997E-2,4.5638999999999999E-2,5.7526000000000001E-2,8.4571999999999994E-2,1115,925.21,1100,1340,0.55520999999999998,0.38057999999999997,0.53017000000000003,0.76119999999999999,0.40176000000000001,0.32668999999999998,0.39306999999999997,0.48715999999999998,3.6720000000000002,3.1112000000000002,3.6232000000000002,4.2694000000000001,54.445,47.826000000000001,54.31,61.002000000000002,39.063000000000002,23.774999999999999,39.189,53.707000000000001,3514.1,3136.7,3502.1,3908.8,4408.3,3573,4219.8999999999996,5518.3,67.697000000000003,50.447000000000003,65.230999999999995,88.545000000000002,1756.6,1434.7,1694.4,2148.3000000000002,5.1627999999999998,3.4291999999999998,4.8560999999999996,7.0728,0.36226000000000003,0.25596999999999998,0.34483999999999998,0.48352000000000001,4.0690999999999997,3.5956999999999999,4.0552000000000001,4.5353000000000003,0.29899999999999999,0.24521999999999999,0.29076000000000002,0.3569,20113,17103,19721,23501,2.8819999999999998E-2,2.3573E-2,2.7806000000000001E-2,3.5914000000000001E-2,0.20286000000000001,0.11262,0.18698999999999999,0.30502000000000001,3.4550999999999998,2.5179999999999998,3.2181000000000002,4.6607000000000003]
[152.75,6.2149999999999997E-2,5.3567999999999998E-2,6.1048999999999999E-2,7.2116E-2,6.2180999999999997,4.7586000000000004,6.1185,7.8650000000000002,43772,37791,43638,49604,19.814,17.425999999999998,19.890999999999998,22.114999999999998,50.343000000000004,38.002000000000002,48.554000000000002,64.367000000000004,3.0249999999999999,2.585,3.0044,3.5114000000000001,0.20732999999999999,0.17574999999999999,0.2046,0.24390000000000001,17798,15256,17610,20667,6.1956999999999998E-2,4.5377000000000001E-2,5.7213E-2,8.3387000000000003E-2,1113.2,907.98,1090.5,1344.5,0.55371999999999999,0.38106000000000001,0.52407999999999999,0.76997000000000004,0.40056000000000003,0.32761000000000001,0.39426,0.48731999999999998,3.6659000000000002,3.0943999999999998,3.6124999999999998,4.2632000000000003,54.427,47.814999999999998,54.204000000000001,61.185000000000002,39.061,23.774999999999999,39.189,53.707000000000001,3512.4,3137.5,3512.5,3914.6,4406.5,3553.2,4224.6000000000004,5421,68.12,50.332000000000001,64.92,89.965999999999994,1752.9,1430.7,1693.1,2136.4,5.1468999999999996,3.4921000000000002,4.8920000000000003,7.1848000000000001,0.36105999999999999,0.25767000000000001,0.34294999999999998,0.48587000000000002,4.0659000000000001,3.5878999999999999,4.0437000000000003,4.5358000000000001,0.29818,0.24571000000000001,0.28932999999999998,0.35786000000000001,20088,17242,19712,23381,2.8726000000000002E-2,2.3521E-2,2.7737999999999999E-2,3.6123000000000002E-2,0.20193,0.11851,0.18529999999999999,0.30031999999999998,3.4514999999999998,2.4836999999999998,3.2017000000000002,4.7131999999999996]
[153.5,6.3070000000000001E-2,5.4642000000000003E-2,6.2149000000000003E-2,7.2980000000000003E-2,6.2180999999999997,4.7586000000000004,6.1185,7.8650000000000002,44435,38852,44267,50458,20.058,17.786000000000001,20.119,22.05,51.411999999999999,39.054000000000002,49.707999999999998,63.889000000000003,3.0668000000000002,2.6537000000000002,3.0341,3.5516000000000001,0.21049000000000001,0.18010999999999999,0.20794000000000001,0.246,18054,15613,17916,20719,6.3210000000000002E-2,4.6239000000000002E-2,5.8479999999999997E-2,8.6556999999999995E-2,1129.0999999999999,938.61,1109.5999999999999,1356.8,0.56818000000000002,0.39631,0.53832999999999998,0.76688000000000001,0.40748000000000001,0.33709,0.40039000000000002,0.48814000000000002,3.7206999999999999,3.1901000000000002,3.6850999999999998,4.2525000000000004,55.204000000000001,48.957000000000001,55.002000000000002,61.814,39.064,23.774999999999999,39.189,53.707000000000001,3553,3205.3,3544.4,3923.4,4442.3999999999996,3640,4305.8999999999996,5420.5,68.597999999999999,50.853000000000002,65.402000000000001,91.063000000000002,1771.3,1463.6,1718.8,2162.5,5.2854999999999999,3.5758999999999999,5.0297999999999998,7.2706,0.37012,0.26623000000000002,0.35476000000000002,0.48896000000000001,4.1174999999999997,3.6711,4.1035000000000004,4.5388000000000002,0.30308000000000002,0.25170999999999999,0.29555999999999999,0.36166999999999999,20293,17499,20000,23463,2.9211000000000001E-2,2.3956999999999999E-2,2.8354000000000001E-2,3.6319999999999998E-2,0.20860999999999999,0.12218999999999999,0.19295999999999999,0.30924000000000001,3.5350000000000001,2.5339,3.3058000000000001,4.8163999999999998]
[154.167,6.2171999999999998E-2,5.3670000000000002E-2,6.1276999999999998E-2,7.2628999999999999E-2,6.2180999999999997,4.7586000000000004,6.1185,7.8650000000000002,44102,38611,43905,49805,20.062999999999999,17.82,20.065999999999999,22.204000000000001,50.46,38.558999999999997,48.762,64.221000000000004,3.0283000000000002,2.6168999999999998,3.0036999999999998,3.5085000000000002,0.20924000000000001,0.18051,0.20596999999999999,0.24253,17924,15582,17755,20755,6.1959E-2,4.5029E-2,5.7339000000000001E-2,8.3776000000000003E-2,1089.8,902.27,1066.0999999999999,1330.5,0.54942999999999997,0.37512000000000001,0.52380000000000004,0.75309000000000004,0.40054000000000001,0.32771,0.39317000000000002,0.48469000000000001,3.6978,3.17,3.6711999999999998,4.2948000000000004,54.676000000000002,48.52,54.287999999999997,61.534999999999997,39.061,23.774999999999999,39.189,53.707000000000001,3551.7,3194.8,3547.4,3929.7,4383.1000000000004,3557.2,4213,5442.9,65.629000000000005,48.686,62.819000000000003,85.4,1739.1,1428.5,1673.6,2125.1,5.1707999999999998,3.4708000000000001,4.9364999999999997,7.2705000000000002,0.36169000000000001,0.25694,0.34605000000000002,0.48676000000000003,4.1176000000000004,3.6840000000000002,4.1067,4.5922000000000001,0.2984,0.24646999999999999,0.29094999999999999,0.35571999999999998,20209,17381,19984,23578,2.8941999999999999E-2,2.3560999999999999E-2,2.8046999999999999E-2,3.5825000000000003E-2,0.20080000000000001,0.11606,0.18595,0.30135000000000001,3.4476,2.4689000000000001,3.2035999999999998,4.6578999999999997]
[154.417,6.3627000000000003E-2,5.5027E-2,6.2659000000000006E-2,7.4135999999999994E-2,6.2180999999999997,4.7586000000000004,6.1185,7.8650000000000002,44902,39579,44672,50532,20.256,18.111999999999998,20.245000000000001,22.395,52.100999999999999,39.767000000000003,50.491,66.775999999999996,3.0951,2.69,3.0705,3.5756999999999999,0.21271000000000001,0.18331,0.20904,0.24596000000000001,18243,15762,18059,21133,6.3830999999999999E-2,4.6607999999999997E-2,5.8616000000000001E-2,8.6605000000000001E-2,1134.5999999999999,947.89,1121.5,1351.2,0.57484000000000002,0.39526,0.54479999999999995,0.78224000000000005,0.41188999999999998,0.33865000000000001,0.40495999999999999,0.49663000000000002,3.7614000000000001,3.2353000000000001,3.7292000000000001,4.3817000000000004,55.646000000000001,49.521999999999998,55.402999999999999,62.459000000000003,39.064,23.774999999999999,39.189,53.707000000000001,3586.4,3239.4,3580.8,3949.3,4492.1000000000004,3657.4,4340,5442.5,69.394000000000005,51.853999999999999,66.832999999999998,90.650999999999996,1789.1,1469.1,1739.4,2165.1,5.3647999999999998,3.6292,5.117,7.5187999999999997,0.37536000000000003,0.26904,0.35804000000000002,0.51437999999999995,4.1586999999999996,3.7422,4.1443000000000003,4.6437999999999997,0.30603000000000002,0.25402999999999998,0.29720000000000002,0.35988999999999999,20505,17635,20080,23763,2.9517000000000002E-2,2.4018999999999999E-2,2.8582E-2,3.6341999999999999E-2,0.21206,0.12459000000000001,0.19633,0.32407000000000002,3.5710000000000002,2.5661,3.3062999999999998,4.8661000000000003]
[155.667,6.2857999999999997E-2,5.3865999999999997E-2,6.2344999999999998E-2,7.3339000000000001E-2,6.2180999999999997,4.7586000000000004,6.1185,7.8650000000000002,44316,38553,43580,50828,19.994,17.681999999999999,20.058,22.222000000000001,51.225000000000001,38.192,50.072000000000003,66.316000000000003,3.0617000000000001,2.6,3.0453999999999999,3.5167999999999999,0.20954999999999999,0.17810999999999999,0.20699999999999999,0.2447,18016,15264,17939,20913,6.2501000000000001E-2,4.6323000000000003E-2,5.7924999999999997E-2,8.5105E-2,1129.5999999999999,923.84,1122.7,1352,0.56394,0.38361000000000001,0.54027999999999998,0.77524999999999999,0.40583999999999998,0.33190999999999998,0.40012999999999999,0.48375000000000001,3.7115999999999998,3.1267999999999998,3.6591,4.3312999999999997,54.908000000000001,48.412999999999997,55.000999999999998,61.665999999999997,39.064,23.774999999999999,39.189,53.707000000000001,3544.4,3166,3532.9,3919.7,4487,3587.4,4355.3,5558.7,68.792000000000002,50.554000000000002,66.230999999999995,89.513000000000005,1785,1434.6,1752.5,2194.3000000000002,5.2443999999999997,3.4609000000000001,4.9828000000000001,7.3052000000000001,0.36776999999999999,0.25872000000000001,0.35339999999999999,0.49604999999999999,4.1028000000000002,3.6242999999999999,4.093,4.5505000000000004,0.30134,0.25072,0.29413,0.35943999999999998,20363,17307,20069,23880,2.9052000000000001E-2,2.3602999999999999E-2,2.8410999999999999E-2,3.5321999999999999E-2,0.20660999999999999,0.11626,0.19409000000000001,0.31152999999999997,3.4956,2.4630000000000001,3.2848999999999999,4.7297000000000002]
[156,6.2073999999999997E-2,5.3138999999999999E-2,6.1503000000000002E-2,7.2424000000000002E-2,6.2180999999999997,4.7586000000000004,6.1185,7.8650000000000002,43855,37890,43004,50346,19.91,17.463000000000001,20.021000000000001,22.175999999999998,50.128,36.99,49.058,64.850999999999999,3.0247000000000002,2.5657999999999999,3.0228000000000002,3.5038999999999998,0.20754,0.17591000000000001,0.20524999999999999,0.24403,17834,15053,17707,20836,6.1265E-2,4.5344000000000002E-2,5.697E-2,8.3001000000000005E-2,1104.5999999999999,902.87,1095.7,1328.3,0.54659999999999997,0.36813000000000001,0.52480000000000004,0.75688,0.39916000000000001,0.32240999999999997,0.39373999999999998,0.4788,3.6732999999999998,3.0865999999999998,3.6326999999999998,4.3392999999999997,54.41,47.558,54.573999999999998,61.149000000000001,39.064,23.774999999999999,39.189,53.707000000000001,3529.5,3117.6,3531.6,3914.8,4418.8999999999996,3523.4,4279.5,5524.7,66.968000000000004,49.366999999999997,64.498000000000005,87.165999999999997,1754.5,1413.5,1723.1,2151.6999999999998,5.1013999999999999,3.3605,4.8475000000000001,7.1718999999999999,0.35820999999999997,0.25180000000000002,0.34493000000000001,0.48054999999999998,4.0834999999999999,3.5815000000000001,4.0888,4.58,0.29692000000000002,0.24462999999999999,0.28976000000000002,0.35571999999999998,20191,17123,19975,23593,2.8707E-2,2.3215E-2,2.8074999999999999E-2,3.4714000000000002E-2,0.19861999999999999,0.11071,0.18504999999999999,0.30248999999999998,3.4169,2.4369999999999998,3.2050999999999998,4.5928000000000004]
[156.75,6.2454999999999997E-2,5.3386999999999997E-2,6.1366999999999998E-2,7.2944999999999996E-2,6.2180999999999997,4.7586000000000004,6.1185,7.8650000000000002,44087,38380,43649,50534,19.89,17.535,19.911999999999999,22.15,50.777999999999999,37.862000000000002,49.209000000000003,65.194999999999993,3.0423,2.5802999999999998,3.0276000000000001,3.4845000000000002,0.20818,0.17702000000000001,0.20508999999999999,0.24279000000000001,17900,15371,17832,20702,6.1837999999999997E-2,4.5593000000000002E-2,5.7518E-2,8.3572999999999995E-2,1120.7,915.43,1107.5,1352.9,0.55808000000000002,0.37458000000000002,0.53225999999999996,0.76439999999999997,0.40273999999999999,0.32812999999999998,0.39894000000000002,0.48139999999999999,3.6873,3.1227,3.6473,4.3182999999999998,54.581000000000003,48.018000000000001,54.433999999999997,61.033000000000001,39.061,23.774999999999999,39.189,53.707000000000001,3525.3,3142.6,3518.4,3898.7,4462.1000000000004,3534.6,4296.3999999999996,5563.8,69.156999999999996,50.847999999999999,66.103999999999999,89.948999999999998,1772.8,1416.4,1721.8,2194.4,5.1866000000000003,3.4314,4.9272,7.2595999999999998,0.36398999999999998,0.25302000000000002,0.34856999999999999,0.49207000000000001,4.0800999999999998,3.6232000000000002,4.0720000000000001,4.5279999999999996,0.29898000000000002,0.24884000000000001,0.29143999999999998,0.35733999999999999,20252,17139,19908,23765,2.8865999999999999E-2,2.3536999999999999E-2,2.8250999999999998E-2,3.5691000000000001E-2,0.20382,0.1137,0.18770999999999999,0.31083,3.4628999999999999,2.4676999999999998,3.2259000000000002,4.6120000000000001]
[157.333,6.3884999999999997E-2,5.4884000000000002E-2,6.3058000000000003E-2,7.4329999999999993E-2,6.2180999999999997,4.7586000000000004,6.1185,7.8650000000000002,45217,39586,44734,51559,20.381,18.143000000000001,20.356000000000002,22.722000000000001,52.777999999999999,39.987000000000002,51.262,67.275999999999996,3.1113,2.653,3.0920999999999998,3.5567000000000002,0.21409,0.18276999999999999,0.21074000000000001,0.24956,18381,15857,18250,21067,6.3938999999999996E-2,4.6689000000000001E-2,5.8965999999999998E-2,8.6572999999999997E-2,1131.2,930.58,1117.0999999999999,1353.4,0.58109999999999995,0.39438000000000001,0.55813000000000001,0.80313999999999997,0.41393999999999997,0.33844999999999997,0.40827999999999998,0.49320000000000003,3.7959999999999998,3.2403,3.7522000000000002,4.3997000000000002,55.756999999999998,49.683,55.417999999999999,61.999000000000002,39.064,23.774999999999999,39.189,53.707000000000001,3606.3,3226.2,3592.6,3976.3,4543.2,3654.7,4402,5654.9,69.63,51.408999999999999,65.81,90.465000000000003,1805.1,1465.6,1754.3,2205.8000000000002,5.4512,3.6663999999999999,5.1780999999999997,7.5538999999999996,0.38035000000000002,0.26878000000000002,0.36338999999999999,0.51266999999999996,4.1840000000000002,3.7244000000000002,4.1571999999999996,4.6352000000000002,0.30697000000000002,0.25685000000000002,0.29809000000000002,0.36680000000000001,20711,17714,20376,24193,2.9773999999999998E-2,2.4323999999999998E-2,2.8964E-2,3.6588000000000002E-2,0.21593000000000001,0.12213,0.19882,0.32411000000000001,3.5716000000000001,2.5474000000000001,3.3323999999999998,4.7973999999999997]
[158.333,6.3822000000000004E-2,5.4685999999999998E-2,6.2772999999999995E-2,7.4042999999999998E-2,6.2180999999999997,4.7586000000000004,6.1185,7.8650000000000002,45220,39558,44868,51479,20.393999999999998,18.026,20.407,22.846,52.612000000000002,39.46,50.557000000000002,67.191000000000003,3.1055000000000001,2.6745000000000001,3.0855000000000001,3.5558000000000001,0.21393999999999999,0.18360000000000001,0.2097,0.24764,18360,15729,18251,20970,6.3850000000000004E-2,4.7703000000000002E-2,5.8771999999999998E-2,8.6899000000000004E-2,1125.0999999999999,931.79,1098.7,1351,0.57923999999999998,0.38701999999999998,0.55015000000000003,0.81067999999999996,0.41261999999999999,0.33534000000000003,0.4073,0.48823,3.7928000000000002,3.2063999999999999,3.7602000000000002,4.3730000000000002,55.703000000000003,49.088000000000001,55.459000000000003,62.54,39.064,23.774999999999999,39.189,53.707000000000001,3607.2,3257.6,3600,3980.9,4513.2,3634.9,4368.1000000000004,5619.3,68.947999999999993,51.61,66.164000000000001,89.614000000000004,1794.5,1458.3,1759.4,2173,5.4356,3.6320999999999999,5.1422999999999996,7.6590999999999996,0.37936999999999999,0.27012000000000003,0.35987999999999998,0.51270000000000004,4.1856999999999998,3.7250000000000001,4.1809000000000003,4.6376999999999997,0.30639,0.25612000000000001,0.29918,0.36315999999999998,20658,17738,20235,24315,2.9812999999999999E-2,2.4250000000000001E-2,2.8896999999999999E-2,3.6481E-2,0.21487000000000001,0.12315,0.19794999999999999,0.32590999999999998,3.5567000000000002,2.5617000000000001,3.3416000000000001,4.8079999999999998]
[158.833,6.2103999999999999E-2,5.2622000000000002E-2,6.1162000000000001E-2,7.2290999999999994E-2,6.2180999999999997,4.7586000000000004,6.1185,7.8650000000000002,43909,37923,43426,50408,19.832000000000001,17.39,19.780999999999999,22.27,50.167999999999999,37.304000000000002,47.969000000000001,64.793000000000006,3.0213999999999999,2.5727000000000002,3.0024999999999999,3.4769999999999999,0.20698,0.17609,0.20272000000000001,0.24018,17792,15079,17683,20265,6.1353999999999999E-2,4.5303999999999997E-2,5.6696999999999997E-2,8.1553E-2,1110.3,906.19,1094.5,1337.7,0.55096999999999996,0.37039,0.52298999999999995,0.75963000000000003,0.39872000000000002,0.32285999999999998,0.39473000000000003,0.47547,3.665,3.0779000000000001,3.6423000000000001,4.2346000000000004,54.292999999999999,47.628,54.033999999999999,61.316000000000003,39.061,23.774999999999999,39.189,53.707000000000001,3514.3,3136.4,3510.2,3885.8,4407.6000000000004,3518,4239.3999999999996,5518.3,68.564999999999998,50.854999999999997,65.954999999999998,90.813000000000002,1752.1,1424.6,1703.2,2148.1999999999998,5.1161000000000003,3.3818000000000001,4.8315999999999999,7.1920999999999999,0.35931000000000002,0.25137999999999999,0.34183999999999998,0.48282000000000003,4.0659000000000001,3.5847000000000002,4.0678000000000001,4.5156000000000001,0.29647000000000001,0.24426,0.28987000000000002,0.34843000000000002,20113,17171,19809,23610,2.8683E-2,2.3168999999999999E-2,2.8011000000000001E-2,3.5468E-2,0.19985,0.11305999999999999,0.18493999999999999,0.30414999999999998,3.4178999999999999,2.4131,3.2246999999999999,4.6725000000000003]
[159.25,6.2925999999999996E-2,5.3615999999999997E-2,6.2043000000000001E-2,7.3397000000000004E-2,6.2180999999999997,4.7586000000000004,6.1185,7.8650000000000002,44751,39169,44282,51276,20.236999999999998,17.821999999999999,20.146999999999998,22.657,51.701999999999998,38.878,49.866999999999997,67.146000000000001,3.0598000000000001,2.6208,3.0352000000000001,3.5005000000000002,0.21157999999999999,0.18157000000000001,0.20735000000000001,0.24779000000000001,18148,15538,18015,20718,6.2813999999999995E-2,4.6143999999999998E-2,5.7879E-2,8.3618999999999999E-2,1096.8,900.46,1082.5,1316.3,0.56569000000000003,0.37601000000000001,0.53496999999999995,0.78307000000000004,0.40597,0.33261000000000002,0.39987,0.48232999999999998,3.7509000000000001,3.1690999999999998,3.7168999999999999,4.3548,54.994,48.396000000000001,54.688000000000002,61.936,39.064,23.774999999999999,39.189,53.707000000000001,3576.7,3219.7,3574.1,3940.8,4422.3,3569.2,4262.1000000000004,5510.5,66.869,50.267000000000003,64.388000000000005,88.216999999999999,1756.1,1433.7,1707.4,2126.1999999999998,5.3411,3.5566,4.9954000000000001,7.5111999999999997,0.37243999999999999,0.26258999999999999,0.35154000000000002,0.50229999999999997,4.1528999999999998,3.6875,4.1520000000000001,4.5880999999999998,0.30170999999999998,0.24976999999999999,0.29530000000000001,0.35465999999999998,20385,17537,20113,23698,2.9395000000000001E-2,2.3762999999999999E-2,2.8577999999999999E-2,3.6380000000000003E-2,0.20948,0.11910999999999999,0.19252,0.32073000000000002,3.4950999999999999,2.4813999999999998,3.3153999999999999,4.7305000000000001]
[160,6.1938E-2,5.2565000000000001E-2,6.1105E-2,7.2320999999999996E-2,6.2180999999999997,4.7586000000000004,6.1185,7.8650000000000002,43865,38377,43273,50972,19.885999999999999,17.524999999999999,19.818000000000001,22.35,49.914000000000001,37.344999999999999,47.610999999999997,65.055000000000007,3.016,2.6012,2.9731999999999998,3.5068999999999999,0.20693,0.17766999999999999,0.20463000000000001,0.24121999999999999,17782,15342,17629,20732,6.0793E-2,4.5608999999999997E-2,5.6184999999999999E-2,8.1587000000000007E-2,1098.5,894.08,1080.2,1343.6,0.54432999999999998,0.36108000000000001,0.51302999999999999,0.76373000000000002,0.39706999999999998,0.32103999999999999,0.39018999999999998,0.47593000000000002,3.6648999999999998,3.0964,3.6036000000000001,4.3208000000000002,54.27,47.904000000000003,53.9,61.485999999999997,39.058,23.774999999999999,39.189,53.707000000000001,3524.8,3153,3522.3,3925.4,4398.7,3519.5,4293.1000000000004,5428.1,67.507000000000005,49.75,64.587999999999994,87.866,1749.4,1413.4,1701.4,2124.9,5.0715000000000003,3.3544999999999998,4.7380000000000004,7.1478000000000002,0.35653000000000001,0.24983,0.33589000000000002,0.49092999999999998,4.0758000000000001,3.6208,4.0807000000000002,4.5647000000000002,0.29558000000000001,0.24490000000000001,0.29035,0.35674,20145,17237,19802,23590,2.8646000000000001E-2,2.3257E-2,2.7897000000000002E-2,3.5395000000000003E-2,0.19696,0.10915999999999999,0.17593,0.30153000000000002,3.3774000000000002,2.4148999999999998,3.2073,4.6139000000000001]
[161.25,6.2613000000000002E-2,5.3768999999999997E-2,6.1710000000000001E-2,7.2026000000000007E-2,6.2180999999999997,4.7586000000000004,6.1185,7.8650000000000002,44518,39229,43606,50785,20.170000000000002,17.896000000000001,20.013999999999999,22.61,51.460999999999999,39.109000000000002,49.628,67.375,3.0484,2.6149,3.0019,3.5148999999999999,0.21084,0.17982999999999999,0.20677000000000001,0.24632999999999999,18074,15544,17974,20749,6.2365999999999998E-2,4.6431E-2,5.7218999999999999E-2,8.3291000000000004E-2,1089,899.65,1062.8,1311.2,0.56257000000000001,0.37880000000000003,0.53573999999999999,0.79156000000000004,0.40494999999999998,0.33402999999999999,0.39923999999999998,0.48737999999999998,3.7370000000000001,3.1894999999999998,3.6934999999999998,4.351,54.787999999999997,48.469000000000001,54.378999999999998,61.896999999999998,39.064,23.774999999999999,39.189,53.707000000000001,3566.4,3200.9,3556.1,3964.1,4409,3617.3,4279.7,5396.1,66.093999999999994,49.338999999999999,63.639000000000003,85.105999999999995,1753,1436.8,1704.3,2137.8000000000002,5.3090000000000002,3.5588000000000002,5.0942999999999996,7.4726999999999997,0.37030999999999997,0.26112999999999997,0.35608000000000001,0.50229999999999997,4.1387,3.6865000000000001,4.1252000000000004,4.6216999999999997,0.30081000000000002,0.24973999999999999,0.29311999999999999,0.36170000000000002,20328,17526,19992,23347,2.9270999999999998E-2,2.3941E-2,2.8445000000000002E-2,3.5684E-2,0.20807,0.1188,0.19372,0.31206,3.4615999999999998,2.4967000000000001,3.2450999999999999,4.6955999999999998]
[161.583,6.2728000000000006E-2,5.4003000000000002E-2,6.1880999999999999E-2,7.2031999999999999E-2,6.2180999999999997,4.7586000000000004,6.1185,7.8650000000000002,44327,38800,43608,50740,19.975999999999999,17.844000000000001,19.884,22.408999999999999,50.991999999999997,38.304000000000002,49.268000000000001,66.260000000000005,3.0541999999999998,2.6469,3.0226000000000002,3.5175999999999998,0.20910000000000001,0.17946999999999999,0.20594999999999999,0.24443000000000001,17960,15504,17869,20610,6.2098E-2,4.6348E-2,5.7045999999999999E-2,8.3054000000000003E-2,1123.5,930.68,1097.7,1351.9,0.56264000000000003,0.37957999999999997,0.54069,0.7742,0.40458,0.33128999999999997,0.39817000000000002,0.48341000000000001,3.7029000000000001,3.1495000000000002,3.669,4.3010000000000002,54.773000000000003,48.243000000000002,54.402000000000001,61.616999999999997,39.064,23.774999999999999,39.189,53.707000000000001,3541.3,3172,3532.5,3906.6,4454.6000000000004,3629,4341,5471.1,69.070999999999998,51.542999999999999,66.822999999999993,88.397999999999996,1776.3,1450,1734.1,2144.4,5.2149000000000001,3.4704000000000002,4.9847999999999999,7.2784000000000004,0.36598999999999998,0.25794,0.35350999999999999,0.49636000000000002,4.0964,3.6421999999999999,4.1031000000000004,4.5500999999999996,0.30032999999999999,0.24984999999999999,0.29438999999999999,0.35232999999999998,20279,17420,20076,23463,2.8997999999999999E-2,2.3657999999999998E-2,2.8230000000000002E-2,3.5186000000000002E-2,0.20521,0.11674,0.19248000000000001,0.31008000000000002,3.4601000000000002,2.4975000000000001,3.2488999999999999,4.681]
[162.333,6.3377000000000003E-2,5.4105E-2,6.2282999999999998E-2,7.3318999999999995E-2,6.2180999999999997,4.7586000000000004,6.1185,7.8650000000000002,44965,39432,44086,51437,20.289000000000001,18.077000000000002,20.219000000000001,22.54,52.164999999999999,39.017000000000003,50.573999999999998,67.921999999999997,3.0863,2.6751,3.0547,3.524,0.21276,0.18304000000000001,0.20855000000000001,0.24661,18243,15757,18177,20932,6.3265000000000002E-2,4.6914999999999998E-2,5.7748000000000001E-2,8.4168000000000007E-2,1115.8,916.61,1097,1331.4,0.57250999999999996,0.37541000000000002,0.55076000000000003,0.79196,0.41004000000000002,0.33733000000000002,0.40400000000000003,0.48769000000000001,3.7684000000000002,3.1956000000000002,3.7484999999999999,4.3861999999999997,55.250999999999998,48.613,54.945,62.140999999999998,39.064,23.774999999999999,39.189,53.707000000000001,3591.6,3234.1,3583.7,3982.5,4482.6000000000004,3668,4352.2,5486.7,67.790000000000006,51.305999999999997,65.349999999999994,87.308999999999997,1785.7,1462.5,1734.8,2127.4,5.3693999999999997,3.5021,5.1013000000000002,7.5052000000000003,0.37517,0.26158999999999999,0.36354999999999998,0.50788,4.1627999999999998,3.7242000000000002,4.1677999999999997,4.6109,0.30407000000000001,0.25248999999999999,0.29888999999999999,0.35411999999999999,20533,17678,20163,23630,2.9517000000000002E-2,2.4105000000000001E-2,2.8784000000000001E-2,3.5622000000000001E-2,0.21204999999999999,0.11798,0.19978000000000001,0.32251999999999997,3.5184000000000002,2.5139999999999998,3.2507000000000001,4.8273999999999999]
[162.917,6.1804999999999999E-2,5.2720999999999997E-2,6.0911E-2,7.2738999999999998E-2,6.2180999999999997,4.7586000000000004,6.1185,7.8650000000000002,43695,37725,43129,50682,19.814,17.452999999999999,19.678000000000001,22.23,49.709000000000003,36.670999999999999,47.814,65.09,3.0106999999999999,2.5581999999999998,2.9695999999999998,3.4811000000000001,0.20646999999999999,0.17502999999999999,0.20393,0.23980000000000001,17718,15133,17548,20437,6.0844000000000002E-2,4.4970999999999997E-2,5.5738999999999997E-2,8.0187999999999995E-2,1101.5,894.42,1083.5999999999999,1332.9,0.54296,0.35593999999999998,0.51849000000000001,0.77012000000000003,0.39709,0.32111000000000001,0.38879000000000002,0.48008000000000001,3.6496,3.0657000000000001,3.6156999999999999,4.2572000000000001,54.115000000000002,47.146000000000001,53.933,61.16,39.064,23.774999999999999,39.189,53.707000000000001,3514.1,3120,3499.8,3916.2,4379.8,3531.8,4259.7,5399,67.521000000000001,49.557000000000002,64.757000000000005,89.721999999999994,1745.8,1405.1,1691.8,2136.3000000000002,5.0384000000000002,3.3026,4.7526000000000002,7.1730999999999998,0.35448000000000002,0.24562,0.34050000000000002,0.48491000000000001,4.0606999999999998,3.589,4.0518000000000001,4.5518000000000001,0.29482999999999998,0.24282000000000001,0.28993000000000002,0.35343000000000002,20055,17144,19860,23309,2.8487999999999999E-2,2.3355000000000001E-2,2.7612000000000001E-2,3.4514000000000003E-2,0.19588,0.10816000000000001,0.18329000000000001,0.30249999999999999,3.3748,2.3807999999999998,3.1211000000000002,4.5926999999999998]
[163.917,6.1857000000000002E-2,5.2798999999999999E-2,6.0839999999999998E-2,7.1165999999999993E-2,6.2180999999999997,4.7586000000000004,6.1185,7.8650000000000002,43777,37889,43161,50680,19.818000000000001,17.440999999999999,19.702999999999999,22.346,49.762999999999998,37.883000000000003,48.011000000000003,65.001000000000005,3.0133000000000001,2.5760000000000001,2.9674999999999998,3.4944999999999999,0.20659,0.17629,0.20329,0.24331,17726,15242,17446,20577,6.0663000000000002E-2,4.5125999999999999E-2,5.6247999999999999E-2,8.0017000000000005E-2,1105.2,900.15,1087.0999999999999,1325.2,0.54278000000000004,0.36437999999999998,0.51944000000000001,0.754,0.39692,0.32607999999999998,0.38958999999999999,0.47749999999999998,3.6505999999999998,3.0983999999999998,3.6044999999999998,4.2807000000000004,54.145000000000003,47.500999999999998,53.677,61.432000000000002,39.061999999999998,23.774999999999999,39.189,53.707000000000001,3515.4,3158.6,3485.8,3910.9,4390.8,3593.5,4268,5393.2,67.856999999999999,50.271999999999998,64.846999999999994,88.353999999999999,1749.1,1442.6,1696,2102,5.0393999999999997,3.3872,4.7950999999999997,7.0688000000000004,0.35474,0.25069000000000002,0.33794000000000002,0.47648000000000001,4.0609000000000002,3.5989,4.0286999999999997,4.5785999999999998,0.29491000000000001,0.24484,0.28683999999999998,0.35305999999999998,20071,17262,19739,23197,2.8528000000000001E-2,2.3223000000000001E-2,2.7583E-2,3.4664E-2,0.19605,0.11302,0.18381,0.29993999999999998,3.3626999999999998,2.4268000000000001,3.1606000000000001,4.6222000000000003]
[164.417,6.3653000000000001E-2,5.4702000000000001E-2,6.2477999999999999E-2,7.3233000000000006E-2,6.2180999999999997,4.7586000000000004,6.1185,7.8650000000000002,45054,39318,44305,51808,20.247,18.044,20.137,22.609000000000002,52.04,40.085000000000001,50.478000000000002,66.856999999999999,3.0966999999999998,2.6905999999999999,3.0537000000000001,3.5573999999999999,0.21246999999999999,0.18312,0.20952000000000001,0.24590000000000001,18226,15910,18023,20824,6.3139000000000001E-2,4.7333E-2,5.8293999999999999E-2,8.4369E-2,1137.5,938.54,1116.0999999999999,1363.4,0.57277999999999996,0.38607999999999998,0.55045999999999995,0.79059000000000001,0.41084999999999999,0.34,0.40266999999999997,0.49443999999999999,3.7597,3.2267999999999999,3.702,4.3666,55.45,49.158000000000001,55.018999999999998,62.317,39.064,23.774999999999999,39.189,53.707000000000001,3587.4,3257.8,3555.1,3972.8,4512.1000000000004,3752.5,4382.3,5405.4,69.391999999999996,52.152999999999999,66.489999999999995,89.828999999999994,1797.5,1500.3,1739.1,2135.9,5.3314000000000004,3.6429999999999998,5.1139999999999999,7.4653,0.37372,0.27034000000000002,0.35770999999999997,0.50216000000000005,4.1520999999999999,3.7183999999999999,4.1223999999999998,4.6388999999999996,0.30451,0.25406000000000001,0.2964,0.35802,20528,17974,20137,23703,2.9506999999999999E-2,2.4284E-2,2.845E-2,3.5966999999999999E-2,0.21079000000000001,0.12428,0.19818,0.31370999999999999,3.4988000000000001,2.5257999999999998,3.2442000000000002,4.7526000000000002]
[164.833,6.1955000000000003E-2,5.2992999999999998E-2,6.0446E-2,7.1781999999999999E-2,6.2180999999999997,4.7586000000000004,6.1185,7.8650000000000002,43857,38038,43321,50798,19.797999999999998,17.477,19.594999999999999,22.356000000000002,50.034999999999997,38.113999999999997,48.777999999999999,65.123000000000005,3.0179999999999998,2.5918999999999999,2.9841000000000002,3.5072000000000001,0.20669000000000001,0.17801,0.20411000000000001,0.24146000000000001,17747,15307,17499,20692,6.0860999999999998E-2,4.5199000000000003E-2,5.6575E-2,8.0799999999999997E-2,1110.5999999999999,903.95,1088.9000000000001,1343.1,0.54662999999999995,0.36839,0.52127000000000001,0.75395000000000001,0.39796999999999999,0.32800000000000001,0.39119999999999999,0.47905999999999999,3.6556000000000002,3.1263000000000001,3.6036999999999999,4.3498000000000001,54.146000000000001,47.720999999999997,53.484999999999999,60.918999999999997,39.064,23.774999999999999,39.189,53.707000000000001,3511.9,3174.5,3484.8,3909.5,4419.3,3601.6,4243.3999999999996,5359.8,67.631,50.008000000000003,64.823999999999998,88.804000000000002,1756.1,1444.1,1693.1,2143.3000000000002,5.0754000000000001,3.4257,4.8482000000000003,6.9935999999999998,0.35708000000000001,0.25435000000000002,0.34255999999999998,0.48018,4.0570000000000004,3.6417999999999999,4.0132000000000003,4.5773999999999999,0.29554999999999998,0.24629999999999999,0.28736,0.35165000000000002,20102,17442,19669,23578,2.8652E-2,2.3380000000000001E-2,2.7654999999999999E-2,3.5358000000000001E-2,0.19833999999999999,0.11387,0.18501999999999999,0.29770999999999997,3.3666999999999998,2.4398,3.1257000000000001,4.5039999999999996]
[165.583,6.3089000000000006E-2,5.4413999999999997E-2,6.1654E-2,7.4546000000000001E-2,6.2180999999999997,4.7586000000000004,6.1185,7.8650000000000002,44537,38895,43866,51323,20.027999999999999,17.893000000000001,19.907,22.484999999999999,51.323,38.898000000000003,49.386000000000003,67.555000000000007,3.0674000000000001,2.6442000000000001,3.0207999999999999,3.5488,0.20995,0.17993999999999999,0.20666000000000001,0.2472,18024,15530,17760,20959,6.2186999999999999E-2,4.6085000000000001E-2,5.8206000000000001E-2,8.3198999999999995E-2,1132,928.44,1113,1345.1,0.56386999999999998,0.38433,0.53659999999999997,0.78007000000000004,0.40567999999999999,0.33096999999999999,0.39789000000000002,0.49197999999999997,3.7158000000000002,3.1707999999999998,3.6431,4.3658999999999999,54.862000000000002,48.834000000000003,54.31,61.457000000000001,39.064,23.774999999999999,39.189,53.707000000000001,3550.9,3206.7,3528.7,3920.5,4483.3999999999996,3657.8,4308.1000000000004,5581.7,69.394000000000005,51.753999999999998,66.664000000000001,91.947000000000003,1787,1460.2,1729.1,2199.4,5.2369000000000003,3.5209000000000001,4.9325999999999999,7.3285,0.3679,0.26090999999999998,0.35066999999999998,0.49991000000000002,4.1059999999999999,3.6779999999999999,4.0686,4.5872999999999999,0.30108000000000001,0.25047999999999998,0.29117999999999999,0.35958000000000001,20361,17603,19939,23596,2.9175E-2,2.3820000000000001E-2,2.8025000000000001E-2,3.6129000000000001E-2,0.20665,0.11781,0.19256000000000001,0.31273000000000001,3.4407999999999999,2.4802,3.1987999999999999,4.6359000000000004]
[166.833,6.2130999999999999E-2,5.3196E-2,6.0940000000000001E-2,7.3819999999999997E-2,6.2180999999999997,4.7586000000000004,6.1185,7.8650000000000002,43923,38285,43268,51033,19.824000000000002,17.600000000000001,19.702000000000002,22.326000000000001,50.113,37.817999999999998,48.104999999999997,64.941999999999993,3.0238,2.5935000000000001,2.9939,3.4944000000000002,0.20704,0.17715,0.20266999999999999,0.24418000000000001,17773,15252,17491,20511,6.0941000000000002E-2,4.5054999999999998E-2,5.6625000000000002E-2,8.0640000000000003E-2,1112.8,914.56,1094.7,1340.4,0.54713000000000001,0.37459999999999999,0.52461999999999998,0.75165000000000004,0.39800000000000002,0.32524999999999998,0.38852999999999999,0.48137999999999997,3.6613000000000002,3.1137999999999999,3.6044999999999998,4.2682000000000002,54.195999999999998,47.741999999999997,53.956000000000003,60.816000000000003,39.063000000000002,23.774999999999999,39.189,53.707000000000001,3515.8,3161.4,3509.4,3881.2,4416.7,3553.5,4275.6000000000004,5427,67.891000000000005,50.131,65.614000000000004,88.126999999999995,1757.9,1421.9,1709.3,2154.6999999999998,5.0833000000000004,3.4540999999999999,4.8022999999999998,7.1637000000000004,0.3579,0.25527,0.33845999999999998,0.48871999999999999,4.0621,3.6185,4.0370999999999997,4.5235000000000003,0.29630000000000001,0.24671999999999999,0.28883999999999999,0.35132999999999998,20111,17211,19786,23311,2.8681999999999999E-2,2.3369999999999998E-2,2.7736E-2,3.5194999999999997E-2,0.19850000000000001,0.11572,0.18253,0.29936000000000001,3.3605999999999998,2.4525000000000001,3.1217000000000001,4.5728999999999997]
[167.167,6.2424E-2,5.3642000000000002E-2,6.1295000000000002E-2,7.4095999999999995E-2,6.2180999999999997,4.7586000000000004,6.1185,7.8650000000000002,44349,38718,43704,51346,20.102,17.896000000000001,19.989000000000001,22.507999999999999,50.563000000000002,38.340000000000003,48.37,64.953000000000003,3.0392999999999999,2.6254,3.0135999999999998,3.4971999999999999,0.20952999999999999,0.18001,0.20544000000000001,0.24659,17959,15507,17672,20688,6.1365999999999997E-2,4.5523000000000001E-2,5.7014000000000002E-2,8.0507999999999996E-2,1096.8,899.73,1076.5,1317.9,0.54808999999999997,0.37404999999999999,0.52185999999999999,0.75502999999999998,0.40011999999999998,0.32666000000000001,0.39183000000000001,0.48224,3.7058,3.1621000000000001,3.6499000000000001,4.3277000000000001,54.569000000000003,48.287999999999997,54.393000000000001,61.14,39.064,23.774999999999999,39.189,53.707000000000001,3560.1,3212.8,3552.4,3918.9,4413.5,3576.4,4275.2,5385,66.290000000000006,49.151000000000003,63.92,85.543999999999997,1753.1,1428.8,1703.8,2132.8000000000002,5.1520000000000001,3.4863,4.8297999999999996,7.2720000000000002,0.36143999999999998,0.2586,0.34148000000000001,0.49507000000000001,4.1205999999999996,3.6819999999999999,4.1031000000000004,4.5673000000000004,0.29815999999999998,0.24801999999999999,0.29110999999999998,0.35304999999999997,20279,17443,20020,23349,2.8996999999999998E-2,2.3779999999999999E-2,2.8188999999999999E-2,3.5496E-2,0.19989000000000001,0.1149,0.18163000000000001,0.30620000000000003,3.3740000000000001,2.4607000000000001,3.1225999999999998,4.6314000000000002]
[167.583,6.2950000000000006E-2,5.4248999999999999E-2,6.1797999999999999E-2,7.3987999999999998E-2,6.2180999999999997,4.7586000000000004,6.1185,7.8650000000000002,44520,38874,43677,51551,20.016999999999999,17.763999999999999,19.861000000000001,22.38,51.052,38.976999999999997,49.295000000000002,65.147000000000006,3.0630000000000002,2.6450999999999998,3.0447000000000002,3.5044,0.20981,0.17899999999999999,0.20662,0.24543000000000001,17992,15534,17799,20696,6.2054999999999999E-2,4.6281000000000003E-2,5.7783000000000001E-2,8.2615999999999995E-2,1131.3,928.82,1114.8,1345.8,0.56064000000000003,0.38852999999999999,0.53534000000000004,0.75541999999999998,0.40418999999999999,0.33304,0.39817000000000002,0.48433999999999999,3.7078000000000002,3.1648000000000001,3.6745000000000001,4.3103999999999996,54.841000000000001,48.191000000000003,54.462000000000003,61.716999999999999,39.064,23.774999999999999,39.189,53.707000000000001,3548.6,3161.7,3549,3903.8,4464.6000000000004,3599.5,4361.3999999999996,5445.2,68.887,51.332999999999998,65.745999999999995,89.22,1778.8,1463,1736.7,2157,5.2031999999999998,3.5348999999999999,4.9538000000000002,7.1822999999999997,0.36598999999999998,0.26088,0.34960000000000002,0.49074000000000001,4.1026999999999996,3.6549,4.0949,4.5731000000000002,0.30081999999999998,0.25165999999999999,0.29542000000000002,0.35586000000000001,20291,17383,20083,23424,2.9142999999999999E-2,2.3747000000000001E-2,2.8384E-2,3.524E-2,0.20455000000000001,0.11849999999999999,0.19044,0.30637999999999999,3.4234,2.5196999999999998,3.1655000000000002,4.7095000000000002]
[168.75,6.2185999999999998E-2,5.3331000000000003E-2,6.1220999999999998E-2,7.2326000000000001E-2,6.2180999999999997,4.7586000000000004,6.1185,7.8650000000000002,44027,38003,43615,50741,19.844000000000001,17.568000000000001,19.763000000000002,22.280999999999999,50.234000000000002,37.847000000000001,48.573999999999998,65.015000000000001,3.0272999999999999,2.605,2.9946000000000002,3.5121000000000002,0.20752000000000001,0.17452000000000001,0.20337,0.24167,17798,15260,17613,20442,6.0965999999999999E-2,4.5490999999999997E-2,5.6364999999999998E-2,8.0689999999999998E-2,1115.5999999999999,917.49,1094.3,1354.7,0.54881000000000002,0.38218999999999997,0.52229999999999999,0.74673,0.39881,0.32693,0.39265,0.47516000000000003,3.6663999999999999,3.1198999999999999,3.6261999999999999,4.2689000000000004,54.255000000000003,47.55,53.616999999999997,61.606000000000002,39.061,23.774999999999999,39.189,53.707000000000001,3518,3135.5,3518.7,3887.1,4427.7,3569.6,4293.5,5430,67.247,50.018999999999998,64.540999999999997,87.256,1760.1,1424.1,1709.9,2154.6999999999998,5.0976999999999997,3.4769000000000001,4.84,7.0761000000000003,0.35892000000000002,0.25531999999999999,0.34377999999999997,0.48413,4.0648999999999997,3.5985999999999998,4.0514999999999999,4.5153999999999996,0.29698999999999998,0.2495,0.28895999999999999,0.35716999999999999,20125,17168,19891,23476,2.8743000000000001E-2,2.3491000000000001E-2,2.7779999999999999E-2,3.4769000000000001E-2,0.19914000000000001,0.11892,0.18479000000000001,0.29932999999999998,3.3555000000000001,2.4860000000000002,3.0975000000000001,4.5816999999999997]
[169.5,6.3130000000000006E-2,5.4547999999999999E-2,6.2038999999999997E-2,7.2903999999999997E-2,6.2180999999999997,4.7586000000000004,6.1185,7.8650000000000002,44586,38908,43836,51297,20.064,17.885000000000002,19.925000000000001,22.417999999999999,51.101999999999997,39.084000000000003,49.552999999999997,64.915999999999997,3.0661999999999998,2.6585000000000001,3.0245000000000002,3.5434999999999999,0.21018000000000001,0.17971999999999999,0.20576,0.24657999999999999,18019,15610,17847,20686,6.2073000000000003E-2,4.6224000000000001E-2,5.7504E-2,8.2658999999999996E-2,1131.8,936.31,1112.3,1370.4,0.56223999999999996,0.39126,0.54164000000000001,0.78156000000000003,0.40539999999999998,0.33417999999999998,0.39945999999999998,0.48431000000000002,3.7126999999999999,3.1591999999999998,3.6637,4.2895000000000003,55.072000000000003,48.731000000000002,54.585999999999999,62.09,39.064,23.774999999999999,39.189,53.707000000000001,3554.7,3203.5,3558.1,3919.8,4458.6000000000004,3634.3,4348.5,5413.5,68.582999999999998,51.195999999999998,65.635000000000005,88.638000000000005,1775,1465.3,1734.2,2168.3000000000002,5.2045000000000003,3.5737999999999999,4.992,7.1298000000000004,0.36630000000000001,0.26704,0.35249999999999998,0.49223,4.1105999999999998,3.6722999999999999,4.0946999999999996,4.5612000000000004,0.30159000000000002,0.25469999999999998,0.29346,0.35915999999999998,20287,17534,20071,23664,2.9141E-2,2.3996E-2,2.8143999999999999E-2,3.526E-2,0.20441000000000001,0.1227,0.19225999999999999,0.30719000000000002,3.4228999999999998,2.5106999999999999,3.2077,4.6430999999999996]
[170,6.1837000000000003E-2,5.2666999999999999E-2,6.0761999999999997E-2,7.1623999999999993E-2,6.2180999999999997,4.7586000000000004,6.1185,7.8650000000000002,43766,37977,43203,50631,19.867000000000001,17.524000000000001,19.701000000000001,22.422000000000001,49.463999999999999,37.658000000000001,47.685000000000002,63.317,3.0083000000000002,2.6002999999999998,2.968,3.4895999999999998,0.20660999999999999,0.17593,0.20308999999999999,0.24124999999999999,17714,15108,17458,20555,6.0213999999999997E-2,4.4887000000000003E-2,5.6002000000000003E-2,7.9641000000000003E-2,1098.5,903.18,1075.5,1341.2,0.53634000000000004,0.36981999999999998,0.51539999999999997,0.74751999999999996,0.39495000000000002,0.32188,0.38558999999999999,0.47606999999999999,3.6480000000000001,3.0893000000000002,3.5853000000000002,4.2652000000000001,54.219000000000001,47.514000000000003,53.939,61.206000000000003,39.06,23.774999999999999,39.189,53.707000000000001,3522.1,3142.4,3513.3,3896.4,4384.6000000000004,3540.9,4272.3999999999996,5383.7,66.352000000000004,48.96,63.71,85.558999999999997,1739.3,1419.5,1695.5,2135.8000000000002,4.9867999999999997,3.4098000000000002,4.7314999999999996,6.9476000000000004,0.35178999999999999,0.25385000000000002,0.33722999999999997,0.47760000000000002,4.0677000000000003,3.6093000000000002,4.056,4.5560999999999998,0.29443000000000003,0.24607999999999999,0.28438000000000002,0.35182999999999998,20061,17131,19774,23457,2.8513E-2,2.3372E-2,2.7508999999999999E-2,3.4574000000000001E-2,0.19250999999999999,0.11362,0.17799999999999999,0.28848000000000001,3.3092999999999999,2.4051999999999998,3.1013000000000002,4.4511000000000003]
[170.417,6.3654000000000002E-2,5.4406999999999997E-2,6.2505000000000005E-2,7.4051000000000006E-2,6.2180999999999997,4.7586000000000004,6.1185,7.8650000000000002,44972,39118,44532,51876,20.236000000000001,17.957000000000001,20.088000000000001,22.763999999999999,51.798000000000002,39.301000000000002,50.256999999999998,65.644000000000005,3.0912999999999999,2.6812,3.0693999999999999,3.5589,0.21215999999999999,0.18082999999999999,0.20893999999999999,0.24676000000000001,18187,15602,18034,20719,6.2759999999999996E-2,4.6264E-2,5.7697999999999999E-2,8.3164000000000002E-2,1136,933.12,1116.4000000000001,1367.2,0.56906999999999996,0.38628000000000001,0.53907000000000005,0.77564999999999995,0.40964,0.33550000000000002,0.39938000000000001,0.49360999999999999,3.7511000000000001,3.1789999999999998,3.7054,4.3461999999999996,55.524999999999999,48.776000000000003,55.363,62.732999999999997,39.064,23.774999999999999,39.189,53.707000000000001,3583.8,3229.4,3578.1,3949.3,4497.5,3637.1,4381.7,5486.3,68.679000000000002,50.563000000000002,66.682000000000002,91.100999999999999,1788.3,1464.6,1756.5,2158.5,5.2911999999999999,3.5718999999999999,5.0697000000000001,7.1673999999999998,0.37186999999999998,0.26301999999999998,0.35707,0.49258999999999997,4.1471,3.6997,4.1342999999999996,4.6124999999999998,0.30415999999999999,0.25422,0.29469000000000001,0.36216999999999999,20472,17638,20218,23798,2.9419000000000001E-2,2.419E-2,2.8538000000000001E-2,3.5727000000000002E-2,0.20843999999999999,0.12087000000000001,0.19558,0.30659999999999998,3.4579,2.5085000000000002,3.2355,4.7911999999999999]
[171.5,6.3166E-2,5.3865000000000003E-2,6.1912000000000002E-2,7.3719000000000007E-2,6.2180999999999997,4.7586000000000004,6.1185,7.8650000000000002,44602,38839,44259,51492,20.053999999999998,17.808,20.061,22.593,51.204000000000001,38.405000000000001,49.03,66.058000000000007,3.0670999999999999,2.6461000000000001,3.0516999999999999,3.5259,0.21013999999999999,0.17849000000000001,0.20787,0.24660000000000001,18023,15431,17831,20707,6.2045999999999997E-2,4.6241999999999998E-2,5.7285999999999997E-2,8.2947999999999994E-2,1131.7,924.86,1120.2,1357.1,0.56315000000000004,0.38328000000000001,0.52795000000000003,0.78505000000000003,0.40647,0.33305000000000001,0.39872000000000002,0.49315999999999999,3.7136,3.1484999999999999,3.6625999999999999,4.3173000000000004,55.209000000000003,48.753,54.871000000000002,62.335999999999999,39.064,23.774999999999999,39.189,53.707000000000001,3553.3,3183.7,3543.6,3947.5,4462.5,3612.2,4325.8999999999996,5521.8,69.188999999999993,51.363999999999997,66.807000000000002,91.378,1776.2,1459.1,1749.7,2144.1,5.2161,3.5066999999999999,4.8899999999999997,7.3292999999999999,0.36725999999999998,0.25735999999999998,0.34892000000000001,0.4919,4.1089000000000002,3.6507999999999998,4.1002000000000001,4.5910000000000002,0.30112,0.25208999999999998,0.29315999999999998,0.35997000000000001,20291,17460,19966,23285,2.9128000000000001E-2,2.3719E-2,2.8176E-2,3.5652000000000003E-2,0.20533999999999999,0.11994,0.18969,0.31181999999999999,3.4135,2.5143,3.1745000000000001,4.7422000000000004]
[172,6.2044000000000002E-2,5.2704000000000001E-2,6.1012999999999998E-2,7.2075E-2,6.2180999999999997,4.7586000000000004,6.1185,7.8650000000000002,43967,37655,43484,50657,19.917999999999999,17.545999999999999,19.928999999999998,22.396000000000001,49.758000000000003,37.273000000000003,47.783999999999999,64.986000000000004,3.0200999999999998,2.577,2.9841000000000002,3.5007000000000001,0.20735000000000001,0.17645,0.20499999999999999,0.24146999999999999,17784,15105,17595,20649,6.0419E-2,4.5079000000000001E-2,5.5599000000000003E-2,8.0861000000000002E-2,1102.7,894.63,1093.5999999999999,1323.9,0.54000999999999999,0.36632999999999999,0.50927,0.76056000000000001,0.39724999999999999,0.32207999999999998,0.38951000000000002,0.48415000000000002,3.6621000000000001,3.0609999999999999,3.6109,4.2910000000000004,54.497,47.164000000000001,54.35,61.963999999999999,39.064,23.774999999999999,39.189,53.707000000000001,3531.5,3137.4,3537.3,3950.1,4413.2,3513.3,4293.8,5575.7,67.153999999999996,50.058999999999997,64.3,87.950999999999993,1748.7,1400.9,1726.5,2141.8000000000002,5.0221999999999998,3.3540999999999999,4.6700999999999997,7.0816999999999997,0.35431000000000001,0.24615999999999999,0.33566000000000001,0.48276000000000002,4.0782999999999996,3.5853000000000002,4.0575999999999999,4.5900999999999996,0.29496,0.24360999999999999,0.28988000000000003,0.35287000000000002,20134,17166,19822,23401,2.8618000000000001E-2,2.3276999999999999E-2,2.7699000000000001E-2,3.4853000000000002E-2,0.19442000000000001,0.11036,0.17892,0.29953999999999997,3.3113999999999999,2.4094000000000002,3.1004,4.5157999999999996]
[172.75,6.2044000000000002E-2,5.2642000000000001E-2,6.1123999999999998E-2,7.2042999999999996E-2,6.2180999999999997,4.7586000000000004,6.1185,7.8650000000000002,43835,37929,43275,50030,19.803000000000001,17.279,19.702000000000002,22.219000000000001,49.984999999999999,37.023000000000003,48.145000000000003,64.085999999999999,3.0164,2.5684,2.9815999999999998,3.4937999999999998,0.20669999999999999,0.17498,0.20397999999999999,0.24084,17737,15072,17556,20528,6.0678000000000003E-2,4.5011000000000002E-2,5.5930000000000001E-2,8.0547999999999995E-2,1107.7,904.85,1090,1319.4,0.54586000000000001,0.37143999999999999,0.5141,0.76837,0.39798,0.32732,0.39199000000000001,0.48222999999999999,3.6534,3.0787,3.6147999999999998,4.2621000000000002,54.371000000000002,47.348999999999997,54.253999999999998,61.332000000000001,39.06,23.774999999999999,39.189,53.707000000000001,3511.1,3127.8,3512.7,3889.3,4397,3497.4,4274,5464.2,67.826999999999998,49.557000000000002,65.34,86.584999999999994,1744.9,1404.3,1712.2,2136,5.0673000000000004,3.4253,4.8196000000000003,7.1902999999999997,0.35713,0.25233,0.34195999999999999,0.48418,4.0564,3.5628000000000002,4.0533000000000001,4.5537000000000001,0.29509000000000002,0.24565999999999999,0.28795999999999999,0.35413,20034,16965,19726,23321,2.8544E-2,2.3059E-2,2.7904000000000002E-2,3.4780999999999999E-2,0.19767000000000001,0.11398,0.18462999999999999,0.30130000000000001,3.3344999999999998,2.4403999999999999,3.0945999999999998,4.5731999999999999]
[173.167,6.2126000000000001E-2,5.2788000000000002E-2,6.1301000000000001E-2,7.2021000000000002E-2,6.2180999999999997,4.7586000000000004,6.1185,7.8650000000000002,44124,38238,43473,50390,20.038,17.648,19.981000000000002,22.483000000000001,50.149000000000001,37.305,48.332999999999998,64.366,3.0211999999999999,2.5733999999999999,2.9881000000000002,3.4908999999999999,0.20848,0.17734,0.20615,0.24187,17864,15262,17682,20525,6.0769999999999998E-2,4.521E-2,5.6059999999999999E-2,8.0519999999999994E-2,1086.3,886.44,1070.2,1296.3,0.54271000000000003,0.37014000000000002,0.50860000000000005,0.76071,0.39844000000000002,0.32724999999999999,0.39076,0.48127999999999999,3.6850999999999998,3.1063000000000001,3.6478999999999999,4.2862,54.578000000000003,47.726999999999997,54.466999999999999,61.536000000000001,39.064,23.774999999999999,39.189,53.707000000000001,3547.9,3173.4,3543.1,3922.3,4374.8,3518.3,4253.3,5423,65.897000000000006,48.457000000000001,63.697000000000003,83.948999999999998,1732.6,1401.9,1699.6,2110.9,5.0991999999999997,3.4396,4.8383000000000003,7.2348999999999997,0.35821999999999998,0.25656000000000001,0.34166999999999997,0.48582999999999998,4.1055999999999999,3.6276999999999999,4.1039000000000003,4.5831999999999997,0.29581000000000002,0.24729999999999999,0.2888,0.35321999999999998,20142,17207,19867,23336,2.8766E-2,2.3397000000000001E-2,2.8115999999999999E-2,3.4540000000000001E-2,0.19716,0.11433,0.18378,0.30038999999999999,3.3298999999999999,2.4428000000000001,3.0844999999999998,4.6006]
[174.333,6.3698000000000005E-2,5.4248999999999999E-2,6.2434000000000003E-2,7.4500999999999998E-2,6.2180999999999997,4.7586000000000004,6.1185,7.8650000000000002,45081,39432,44609,51698,20.326000000000001,18.001999999999999,20.289000000000001,22.763000000000002,52.304000000000002,38.799999999999997,50.473999999999997,67.37,3.0954000000000002,2.6175999999999999,3.0756000000000001,3.5575000000000001,0.21321999999999999,0.18184,0.2107,0.24995999999999999,18279,15540,18111,20980,6.2812000000000007E-2,4.7001000000000001E-2,5.8765999999999999E-2,8.5084999999999994E-2,1126.7,913.89,1103.5,1345.1,0.57233000000000001,0.39208999999999999,0.54464000000000001,0.78900999999999999,0.41049999999999998,0.33615,0.40529999999999999,0.48987000000000003,3.7743000000000002,3.1848000000000001,3.7509000000000001,4.3993000000000002,55.62,48.58,55.213000000000001,62.789000000000001,39.064,23.774999999999999,39.189,53.707000000000001,3598.9,3200.6,3585.8,3980,4504.8,3615.8,4342.1000000000004,5636.2,67.701999999999998,49.643999999999998,65.119,86.231999999999999,1786.5,1432.8,1741.8,2197.9,5.359,3.5548000000000002,5.1083999999999996,7.4314999999999998,0.37567,0.26443,0.36063000000000001,0.50312000000000001,4.1677,3.6840000000000002,4.1505000000000001,4.6536,0.30471999999999999,0.25236999999999998,0.29661999999999999,0.36141000000000001,20565,17624,20167,23843,2.9524000000000002E-2,2.4124E-2,2.8708000000000001E-2,3.5700999999999997E-2,0.21157999999999999,0.12311,0.19997000000000001,0.31397999999999998,3.4605000000000001,2.5474000000000001,3.2103000000000002,4.8215000000000003]
[174.667,6.2908000000000006E-2,5.2793E-2,6.1712000000000003E-2,7.3575000000000002E-2,6.2180999999999997,4.7586000000000004,6.1185,7.8650000000000002,44376,38272,43884,51051,20.010000000000002,17.66,19.957000000000001,22.422999999999998,50.895000000000003,38.148000000000003,49.133000000000003,65.555000000000007,3.0571999999999999,2.5806,3.0272000000000001,3.5386000000000002,0.20930000000000001,0.17649000000000001,0.20695,0.24582999999999999,17974,15124,17835,20661,6.1455000000000003E-2,4.5919000000000001E-2,5.7023999999999998E-2,8.2629999999999995E-2,1130.4000000000001,912.74,1117,1358.6,0.55784999999999996,0.37598999999999999,0.52968000000000004,0.76359999999999995,0.40361999999999998,0.32768000000000003,0.39743000000000001,0.48115999999999998,3.702,3.0895000000000001,3.6743999999999999,4.3253000000000004,54.997,48.146000000000001,54.582999999999998,62.148000000000003,39.064,23.774999999999999,39.189,53.707000000000001,3549.5,3155,3547.9,3945.8,4469.6000000000004,3571.9,4302.6000000000004,5601.7,68.832999999999998,50.588000000000001,66.813999999999993,89.138000000000005,1773.4,1424.9,1726.1,2196.3000000000002,5.1673999999999998,3.4108999999999998,4.9340999999999999,7.1695000000000002,0.36413000000000001,0.25528000000000001,0.34948000000000001,0.48816999999999999,4.0998000000000001,3.6025,4.0926,4.5961999999999996,0.3,0.24796000000000001,0.29319000000000001,0.35809999999999997,20310,17281,19896,23627,2.8906999999999999E-2,2.3657999999999998E-2,2.8139999999999998E-2,3.4694999999999997E-2,0.20269000000000001,0.11616,0.19125,0.30116999999999999,3.3860000000000001,2.4620000000000002,3.1503999999999999,4.6832000000000003]
[175.917,6.2271E-2,5.2408999999999997E-2,6.1071E-2,7.3394000000000001E-2,6.2180999999999997,4.7586000000000004,6.1185,7.8650000000000002,43971,37875,43361,50746,19.927,17.395,19.946999999999999,22.425999999999998,50.082000000000001,37.107999999999997,48.320999999999998,66.158000000000001,3.0278,2.5287000000000002,3.0059999999999998,3.5619999999999998,0.2077,0.17469999999999999,0.20524999999999999,0.24273,17822,15039,17770,20768,6.0506999999999998E-2,4.487E-2,5.5841000000000002E-2,8.1108E-2,1112,885.2,1099.2,1346.4,0.54608000000000001,0.37103999999999998,0.52773999999999999,0.76273999999999997,0.39833000000000002,0.32266,0.39173000000000002,0.48168,3.6713,3.0661999999999998,3.6404999999999998,4.3433999999999999,54.581000000000003,47.307000000000002,54.281999999999996,62.289000000000001,39.064,23.774999999999999,39.189,53.707000000000001,3534.8,3127.4,3541.8,3958.7,4420.8999999999996,3492.8,4287.7,5479.9,67.361999999999995,49.343000000000004,65.447000000000003,88.192999999999998,1750.1,1389.3,1710.8,2176.4,5.0648,3.4163000000000001,4.7572999999999999,7.1679000000000004,0.35711999999999999,0.25142999999999999,0.34084999999999999,0.48666999999999999,4.0815999999999999,3.5891000000000002,4.0823999999999998,4.6047000000000002,0.29709999999999998,0.24135999999999999,0.28932999999999998,0.35914000000000001,20173,17052,19963,23644,2.8635000000000001E-2,2.3220999999999999E-2,2.7896000000000001E-2,3.4715000000000003E-2,0.19719999999999999,0.11183,0.18321999999999999,0.31148999999999999,3.3290000000000002,2.423,3.1211000000000002,4.5148000000000001]
[176,6.2216E-2,5.2483000000000002E-2,6.1019999999999998E-2,7.3355000000000004E-2,6.2180999999999997,4.7586000000000004,6.1185,7.8650000000000002,43980,37840,43397,50764,19.971,17.407,19.997,22.454000000000001,49.960999999999999,37.079000000000001,48.204999999999998,65.926000000000002,3.0257999999999998,2.5286,3.0047999999999999,3.5528,0.20784,0.17519999999999999,0.20546,0.2427,17829,15062,17772,20784,6.0368999999999999E-2,4.4805999999999999E-2,5.5745999999999997E-2,8.0836000000000005E-2,1106,880.15,1093.7,1341.2,0.54286000000000001,0.36910999999999999,0.52405999999999997,0.75802000000000003,0.39761999999999997,0.32253999999999999,0.39095000000000002,0.48016999999999999,3.6732999999999998,3.0712000000000002,3.6431,4.3343999999999996,54.591999999999999,47.296999999999997,54.3,62.234999999999999,39.064,23.774999999999999,39.189,53.707000000000001,3542.2,3137.6,3549.1,3965.1,4414,3493.9,4285.3999999999996,5465.3,66.88,48.997,64.87,87.456999999999994,1746.1,1387.9,1708,2169.3000000000002,5.0462999999999996,3.4102999999999999,4.7389000000000001,7.125,0.35579,0.25041000000000002,0.33912999999999999,0.48348999999999998,4.0902000000000003,3.5968,4.0948000000000002,4.6060999999999996,0.29676999999999998,0.24099999999999999,0.28908,0.35781000000000002,20191,17113,19993,23648,2.8631E-2,2.3269000000000001E-2,2.792E-2,3.4667000000000003E-2,0.19578999999999999,0.1109,0.18212999999999999,0.30862000000000001,3.3182999999999998,2.4194,3.1093000000000002,4.5083000000000002]
[177.083,6.2429999999999999E-2,5.2336000000000001E-2,6.1539999999999997E-2,7.3483000000000007E-2,6.2180999999999997,4.7586000000000004,6.1185,7.8650000000000002,44161,38103,43681,50823,20.084,17.488,20.085999999999999,22.56,50.253999999999998,37.420999999999999,48.762999999999998,65.483000000000004,3.0367000000000002,2.5470999999999999,3.0106999999999999,3.5207999999999999,0.2089,0.17638000000000001,0.20618,0.24485999999999999,17926,15175,17787,20719,6.0523E-2,4.4802000000000002E-2,5.6078999999999997E-2,8.0868999999999996E-2,1103.7,874.31,1103.4000000000001,1342.9,0.54603000000000002,0.36684,0.51788999999999996,0.77037,0.39895999999999998,0.32296999999999998,0.39294000000000001,0.48943999999999999,3.6955,3.0829,3.6583000000000001,4.34,54.807000000000002,47.401000000000003,54.731000000000002,62.222000000000001,39.063000000000002,23.774999999999999,39.189,53.707000000000001,3559.3,3153.5,3561.2,3966.4,4420.5,3507.8,4316.7,5364.8,66.948999999999998,48.445,64.992000000000004,88.501999999999995,1747.8,1389.8,1730.7,2134.6,5.0937000000000001,3.3826999999999998,4.7975000000000003,7.1623000000000001,0.35865000000000002,0.24969,0.34284999999999999,0.48970000000000002,4.1143999999999998,3.6013999999999999,4.1188000000000002,4.6139999999999999,0.29785,0.24177000000000001,0.29005999999999998,0.36249999999999999,20269,17167,20039,23508,2.8813999999999999E-2,2.3401000000000002E-2,2.8091000000000001E-2,3.5464000000000002E-2,0.19761999999999999,0.11094,0.17743,0.30601,3.3273999999999999,2.4144999999999999,3.0819999999999999,4.6550000000000002]
[177.583,6.3243999999999995E-2,5.3128000000000002E-2,6.2547000000000005E-2,7.4104000000000003E-2,6.2180999999999997,4.7586000000000004,6.1185,7.8650000000000002,44542,38551,43944,50962,20.100999999999999,17.577000000000002,20.097000000000001,22.396000000000001,51.387999999999998,38.540999999999997,49.99,66.597999999999999,3.0733999999999999,2.6025999999999998,3.0543,3.5627,0.21043000000000001,0.17773,0.20835999999999999,0.24323,18075,15394,17946,20938,6.1751E-2,4.6153E-2,5.7433999999999999E-2,8.2474000000000006E-2,1134.4000000000001,909.6,1129.9000000000001,1366.9,0.56545999999999996,0.37420999999999999,0.54312000000000005,0.80132999999999999,0.40600000000000003,0.33078999999999997,0.40365000000000001,0.49045,3.7259000000000002,3.1347,3.6970999999999998,4.3548999999999998,55.267000000000003,47.966000000000001,55.16,62.16,39.064,23.774999999999999,39.189,53.707000000000001,3563.3,3166.6,3586.3,3936.5,4470.1000000000004,3549.6,4384.8,5421.9,69.316999999999993,50.143000000000001,66.557000000000002,91.454999999999998,1776.4,1425.3,1754.2,2154.8000000000002,5.242,3.4786000000000001,4.9913999999999996,7.4233000000000002,0.36903999999999998,0.25645000000000001,0.35399000000000003,0.50727,4.1196999999999999,3.6257999999999999,4.1260000000000003,4.5871000000000004,0.30215999999999998,0.24609,0.29500999999999999,0.36596000000000001,20363,17253,20294,23579,2.9118000000000002E-2,2.3522000000000001E-2,2.8339E-2,3.5657000000000001E-2,0.20674999999999999,0.11737,0.1948,0.31522,3.4085999999999999,2.4834999999999998,3.2065000000000001,4.7548000000000004]
[178.333,6.3837000000000005E-2,5.3844999999999997E-2,6.2824000000000005E-2,7.4268000000000001E-2,6.2180999999999997,4.7586000000000004,6.1185,7.8650000000000002,45126,39340,44403,51751,20.391999999999999,17.939,20.396000000000001,22.864000000000001,52.643000000000001,39.143999999999998,50.844999999999999,67.778000000000006,3.1048,2.6305000000000001,3.0935999999999999,3.5853999999999999,0.21390000000000001,0.18207999999999999,0.21203,0.24876999999999999,18354,15667,18327,21225,6.2839999999999993E-2,4.7024999999999997E-2,5.8446999999999999E-2,8.3561999999999997E-2,1125.4000000000001,907.48,1114,1344.3,0.57752000000000003,0.38251000000000002,0.54493000000000003,0.80801000000000001,0.41113,0.33490999999999999,0.40736,0.49417,3.7928999999999999,3.1964999999999999,3.7675000000000001,4.4154,55.756,48.613,56.072000000000003,62.628999999999998,39.064,23.774999999999999,39.189,53.707000000000001,3609.2,3209.7,3632.1,3990.4,4508.3999999999996,3651.5,4409.8,5433.3,68.418999999999997,50.149000000000001,65.378,88.896000000000001,1787.7,1449.8,1761.3,2140.6999999999998,5.4162999999999997,3.5375000000000001,5.1257999999999999,7.7751999999999999,0.37931999999999999,0.25940999999999997,0.36298999999999998,0.52527000000000001,4.1833999999999998,3.6894,4.1952999999999996,4.6715999999999998,0.30624000000000001,0.25081999999999999,0.29752000000000001,0.36881999999999998,20623,17615,20443,23691,2.9645000000000001E-2,2.4154999999999999E-2,2.8837000000000002E-2,3.6593000000000001E-2,0.21454999999999999,0.11959,0.19814999999999999,0.33427000000000001,3.4647000000000001,2.5173999999999999,3.2342,4.8712999999999997]
[178.75,6.2515000000000001E-2,5.2462000000000002E-2,6.1443999999999999E-2,7.4105000000000004E-2,6.2180999999999997,4.7586000000000004,6.1185,7.8650000000000002,44028,38062,43483,51125,19.911000000000001,17.294,19.82,22.477,50.805999999999997,37.344999999999999,48.326000000000001,67.27,3.0425,2.5535999999999999,3.0350000000000001,3.5106000000000002,0.20818,0.17523,0.20610999999999999,0.24278,17902,15001,17756,20906,6.0935999999999997E-2,4.5449999999999997E-2,5.6198999999999999E-2,8.1610000000000002E-2,1120.9000000000001,904.56,1097.8,1354.5,0.55778000000000005,0.35765000000000002,0.52188999999999997,0.78652999999999995,0.40022999999999997,0.32085000000000002,0.39601999999999998,0.48041,3.6901000000000002,3.0565000000000002,3.6408999999999998,4.3407999999999998,54.67,47.689,54.597000000000001,61.874000000000002,39.063000000000002,23.774999999999999,39.180999999999997,53.707000000000001,3530.1,3122,3528.3,3914.2,4454.5,3531.6,4321.3999999999996,5566,69.072000000000003,50.36,66.198999999999998,91.341999999999999,1767,1414,1737.7,2188.3000000000002,5.1717000000000004,3.3511000000000002,4.8643999999999998,7.3410000000000002,0.36409000000000002,0.24654000000000001,0.34455999999999998,0.50005999999999995,4.0819999999999999,3.5714000000000001,4.0750999999999999,4.5929000000000002,0.29876999999999998,0.24213000000000001,0.29117999999999999,0.35924,20247,16999,19961,23817,2.8799999999999999E-2,2.3144000000000001E-2,2.8006E-2,3.5713000000000002E-2,0.20330999999999999,0.10989,0.18448000000000001,0.31622,3.3652000000000002,2.4199000000000002,3.133,4.5910000000000002]
[179.917,6.2233999999999998E-2,5.2049999999999999E-2,6.1538000000000002E-2,7.3931999999999998E-2,6.2180999999999997,4.7586000000000004,6.1185,7.8650000000000002,43825,37755,43445,50503,19.925999999999998,17.36,19.791,22.625,50.326999999999998,36.930999999999997,48.326999999999998,67.228999999999999,3.0293999999999999,2.536,3.0026999999999999,3.5457000000000001,0.20768,0.17518,0.20446,0.24379999999999999,17853,14933,17666,20949,6.0446E-2,4.4741000000000003E-2,5.5856999999999997E-2,8.2431000000000004E-2,1107,883.1,1092.3,1351.5,0.55015000000000003,0.35891000000000001,0.52109000000000005,0.78566999999999998,0.39840999999999999,0.31946000000000002,0.39308999999999999,0.48753000000000002,3.6797,3.0777000000000001,3.6345999999999998,4.3731999999999998,54.569000000000003,47.53,54.372,62.786999999999999,39.061999999999998,23.774999999999999,39.189,53.707000000000001,3532.2,3124.3,3524.3,3957,4418.6000000000004,3499.2,4257.3,5551.7,67.882999999999996,49.176000000000002,65.626999999999995,90.150999999999996,1751.6,1398.6,1704.6,2146.1999999999998,5.1154999999999999,3.3081,4.8079000000000001,7.3465999999999996,0.36026999999999998,0.24253,0.34392,0.49942999999999999,4.0845000000000002,3.5901999999999998,4.0594000000000001,4.6070000000000002,0.29754000000000003,0.2429,0.29113,0.36564000000000002,20176,16996,19756,23869,2.8684999999999999E-2,2.2928E-2,2.7973000000000001E-2,3.5417999999999998E-2,0.19996,0.10807,0.1852,0.31186000000000003,3.3435000000000001,2.3660999999999999,3.0981000000000001,4.5747]
[180.25,6.3053999999999999E-2,5.2779E-2,6.2113000000000002E-2,7.4607000000000007E-2,6.2180999999999997,4.7586000000000004,6.1185,7.8650000000000002,44617,38740,44153,51287,20.268999999999998,17.823,20.114000000000001,22.908999999999999,51.936999999999998,38.341999999999999,50.588999999999999,69.183000000000007,3.0663,2.5815999999999999,3.04,3.5788000000000002,0.21196000000000001,0.17977000000000001,0.20855000000000001,0.24801000000000001,18184,15347,18043,21238,6.1955999999999997E-2,4.5765E-2,5.6968999999999999E-2,8.4753999999999996E-2,1097.5,874.9,1087.0999999999999,1334.4,0.56735000000000002,0.36981000000000003,0.53920999999999997,0.80705000000000005,0.40595999999999999,0.32832,0.39906000000000003,0.49428,3.7601,3.1536,3.7164999999999999,4.4493,55.215000000000003,48.466999999999999,55.003999999999998,63.045999999999999,39.064,23.774999999999999,39.189,53.707000000000001,3583.8,3191.5,3576.8,3991.5,4436.1000000000004,3553,4272.7,5522,66.58,48.42,64.379000000000005,87.915999999999997,1757.6,1414.6,1708.1,2133,5.3532999999999999,3.4658000000000002,5.0967000000000002,7.6558000000000002,0.37430999999999998,0.25323000000000001,0.35663,0.52129000000000003,4.1592000000000002,3.6829999999999998,4.1447000000000003,4.6733000000000002,0.30281000000000002,0.24778,0.29576000000000002,0.37028,20414,17347,19967,23931,2.9356E-2,2.3587E-2,2.8469000000000001E-2,3.6137000000000002E-2,0.21088999999999999,0.11312,0.19611999999999999,0.32679000000000002,3.4236,2.3996,3.1459999999999999,4.7225999999999999]
[181.5,6.3272999999999996E-2,5.3339999999999999E-2,6.2288000000000003E-2,7.3658000000000001E-2,6.2180999999999997,4.7586000000000004,6.1185,7.8650000000000002,44458,38435,44100,51393,20.062999999999999,17.7,19.95,22.556999999999999,51.518999999999998,37.479999999999997,50.540999999999997,67.191000000000003,3.0708000000000002,2.5996000000000001,3.0592000000000001,3.5653000000000001,0.21041000000000001,0.17752999999999999,0.20785999999999999,0.24715000000000001,18058,15308,17853,21057,6.1794000000000002E-2,4.5834E-2,5.6959000000000003E-2,8.3265000000000006E-2,1133.8,921.71,1119.8,1364.5,0.56806999999999996,0.36815999999999999,0.54225999999999996,0.79688999999999999,0.40661999999999998,0.32690000000000002,0.40040999999999999,0.49352000000000001,3.7240000000000002,3.1164999999999998,3.6924999999999999,4.3543000000000003,55.2,48.332000000000001,55.154000000000003,62.393000000000001,39.061999999999998,23.774999999999999,39.189,53.707000000000001,3553.2,3174.1,3562.8,3943.7,4446.1000000000004,3555.6,4311.8,5412.6,69.763000000000005,50.027000000000001,66.143000000000001,91.444999999999993,1772,1428.5,1732.7,2152,5.2740999999999998,3.3658999999999999,4.9926000000000004,7.5197000000000003,0.37115999999999999,0.24873000000000001,0.35603000000000001,0.51227999999999996,4.1148999999999996,3.6415999999999999,4.0938999999999997,4.6374000000000004,0.30301,0.24503,0.29553000000000001,0.37156,20288,17345,19985,23559,2.9155E-2,2.3473999999999998E-2,2.8324999999999999E-2,3.6346000000000003E-2,0.20891999999999999,0.10932,0.19691,0.32455000000000001,3.423,2.4371,3.1536,4.7104999999999997]
[181.583,6.3051999999999997E-2,5.287E-2,6.1971999999999999E-2,7.3911000000000004E-2,6.2180999999999997,4.7586000000000004,6.1185,7.8650000000000002,44302,38266,43897,51256,19.998999999999999,17.661999999999999,19.893000000000001,22.423999999999999,51.255000000000003,36.973999999999997,50.078000000000003,66.617000000000004,3.0623,2.5931000000000002,3.0417000000000001,3.5528,0.20963999999999999,0.17621000000000001,0.20688000000000001,0.24529000000000001,17998,15219,17863,20928,6.1515E-2,4.5425E-2,5.6826000000000002E-2,8.3182000000000006E-2,1133.2,919.62,1124.4000000000001,1362,0.56467999999999996,0.36519000000000001,0.53751000000000004,0.78844999999999998,0.40489999999999998,0.32530999999999999,0.40042,0.49175999999999997,3.7105999999999999,3.0937000000000001,3.6692999999999998,4.3550000000000004,55.026000000000003,48.100999999999999,54.993000000000002,62.247999999999998,39.064,23.774999999999999,39.189,53.707000000000001,3543.6,3151.8,3540.4,3946.6,4448.3,3544.6,4300.2,5460.1,69.783000000000001,50.673999999999999,65.918000000000006,92.069000000000003,1771.8,1423.9,1733.9,2151.3000000000002,5.2359,3.3300999999999998,4.9353999999999996,7.4570999999999996,0.36879000000000001,0.24707000000000001,0.35393000000000002,0.50922000000000001,4.1013000000000002,3.6193,4.0777999999999999,4.6223000000000001,0.30177999999999999,0.24396999999999999,0.29497000000000001,0.36973,20261,17203,19995,23534,2.9031999999999999E-2,2.3401000000000002E-2,2.8268000000000001E-2,3.6271999999999999E-2,0.20710000000000001,0.10679,0.19574,0.31968999999999997,3.4081999999999999,2.415,3.1433,4.7149000000000001]
[182.667,6.2913999999999998E-2,5.2998000000000003E-2,6.1984999999999998E-2,7.2924000000000003E-2,6.2180999999999997,4.7586000000000004,6.1185,7.8650000000000002,44225,38222,43979,51053,19.966999999999999,17.609000000000002,19.863,22.43,51.183999999999997,37.213000000000001,50.197000000000003,66.703999999999994,3.0575000000000001,2.589,3.0356000000000001,3.5691000000000002,0.20935999999999999,0.17533000000000001,0.20835000000000001,0.24489,17977,15033,17929,20800,6.1089999999999998E-2,4.4720000000000003E-2,5.7303E-2,8.1118999999999997E-2,1127.3,906.69,1121.3,1347.6,0.56201999999999996,0.35691000000000001,0.54434000000000005,0.77488999999999997,0.40403,0.32421,0.40178999999999998,0.48376000000000002,3.7079,3.0790000000000002,3.6928999999999998,4.3442999999999996,54.865000000000002,47.786000000000001,54.945,61.579000000000001,39.058999999999997,23.774999999999999,39.189,53.707000000000001,3540.7,3141,3561.3,3928.1,4468.1000000000004,3513.3,4353,5625.9,69.293000000000006,50.414999999999999,65.968999999999994,92.254999999999995,1777.2,1409.9,1740.6,2198.5,5.2222999999999997,3.3094000000000001,5.0067000000000004,7.2232000000000003,0.36782999999999999,0.24640999999999999,0.35694999999999999,0.49495,4.0949,3.5975000000000001,4.0982000000000003,4.5976999999999997,0.30068,0.24451000000000001,0.29372999999999999,0.36803000000000002,20293,16980,20103,23730,2.8906000000000001E-2,2.3141999999999999E-2,2.8048E-2,3.5922000000000003E-2,0.20633000000000001,0.10715,0.19716,0.31252999999999997,3.3752,2.3805000000000001,3.1503000000000001,4.6971999999999996]
[183.167,6.2399999999999997E-2,5.2599E-2,6.1614000000000002E-2,7.2705000000000006E-2,6.2180999999999997,4.7586000000000004,6.1185,7.8650000000000002,44107,37764,43857,50993,20.052,17.707999999999998,19.957999999999998,22.498999999999999,50.680999999999997,36.901000000000003,49.512999999999998,66.424000000000007,3.0329999999999999,2.5640999999999998,3.0146000000000002,3.5503,0.20921000000000001,0.17397000000000001,0.20746000000000001,0.24581,17935,15054,17890,20809,6.0396999999999999E-2,4.4505000000000003E-2,5.7174999999999997E-2,8.0509999999999998E-2,1093,878.24,1083.8,1307.9000000000001,0.55018,0.34932999999999997,0.54076999999999997,0.76558999999999999,0.39989999999999998,0.31923000000000001,0.39773999999999998,0.47982000000000002,3.7040999999999999,3.0596999999999999,3.69,4.3044000000000002,54.598999999999997,47.491999999999997,54.692999999999998,61.512,39.063000000000002,23.774999999999999,39.189,53.707000000000001,3550.7,3141.4,3560,3932.8,4400.8999999999996,3464.1,4285.3,5520.5,66.436000000000007,48.149000000000001,63.55,87.084999999999994,1746.3,1388.8,1708.5,2155.6999999999998,5.1744000000000003,3.2869000000000002,4.9890999999999996,7.1418999999999997,0.36353000000000002,0.24368000000000001,0.35261999999999999,0.49336999999999998,4.1119000000000003,3.5973000000000002,4.1116999999999999,4.6035000000000004,0.29821999999999999,0.24081,0.29199000000000003,0.36042000000000002,20224,16880,20017,23547,2.8823000000000001E-2,2.3227999999999999E-2,2.8073000000000001E-2,3.5563999999999998E-2,0.20197000000000001,0.10441,0.19322,0.31009999999999999,3.3237999999999999,2.3534000000000002,3.1423999999999999,4.5940000000000003]
[184.167,6.2371999999999997E-2,5.2656000000000001E-2,6.1537000000000001E-2,7.2487999999999997E-2,6.2180999999999997,4.7586000000000004,6.1185,7.8650000000000002,44154,38166,43868,50422,20.082999999999998,17.571000000000002,20.082000000000001,22.57,50.548000000000002,37.113,49.302999999999997,66.034000000000006,3.0316999999999998,2.5766,3.02,3.4847999999999999,0.20924999999999999,0.17568,0.20760999999999999,0.24410000000000001,17936,15224,17816,20678,6.0155E-2,4.5018000000000002E-2,5.6807999999999997E-2,8.0206E-2,1090.3,891.27,1084.7,1313.7,0.54762999999999995,0.35775000000000001,0.53190000000000004,0.75751000000000002,0.40027000000000001,0.32068000000000002,0.39628000000000002,0.48315000000000002,3.7027000000000001,3.0979000000000001,3.6867000000000001,4.3061999999999996,54.634,47.823,54.752000000000002,61.33,39.063000000000002,23.774999999999999,39.189,53.686,3555.1,3166,3560.4,3947.7,4387.7,3518.1,4262.2,5371.8,67.057000000000002,48.649000000000001,63.5,90.628,1741.5,1413.5,1702.2,2103,5.1547999999999998,3.3666999999999998,4.9507000000000003,7.1201999999999996,0.36214000000000002,0.247,0.35158,0.48509999999999998,4.117,3.6465999999999998,4.1216999999999997,4.6280000000000001,0.29774,0.24182999999999999,0.29167999999999999,0.35615999999999998,20210,17168,20065,23413,2.8805000000000001E-2,2.3276999999999999E-2,2.8018000000000001E-2,3.4930000000000003E-2,0.20075999999999999,0.10771,0.19206999999999999,0.30270000000000002,3.3155000000000001,2.4157000000000002,3.1179999999999999,4.6623000000000001]
[184.75,6.2135000000000003E-2,5.2845999999999997E-2,6.1405000000000001E-2,7.1221999999999994E-2,6.2180999999999997,4.7586000000000004,6.1185,7.8650000000000002,43758,37780,43448,50422,19.814,17.276,19.794,22.254999999999999,50.134,36.665999999999997,48.904000000000003,65.816999999999993,3.0192000000000001,2.5924999999999998,2.9868999999999999,3.4906000000000001,0.20687,0.17559,0.20437,0.24218000000000001,17763,15179,17649,20494,5.994E-2,4.4509E-2,5.611E-2,8.0080999999999999E-2,1109.8,900.79,1101.4000000000001,1347.4,0.54876000000000003,0.35970000000000002,0.53078000000000003,0.74743999999999999,0.39867999999999998,0.32374000000000003,0.39295000000000002,0.47822999999999999,3.6602999999999999,3.0638000000000001,3.5996000000000001,4.2994000000000003,54.366999999999997,47.65,54.295999999999999,61.723999999999997,39.051000000000002,23.774999999999999,39.189,53.643000000000001,3511.2,3117.1,3522.2,3896.2,4380.3999999999996,3501.3,4280.8,5452.7,68.709000000000003,49.41,64.828000000000003,92.509,1744.6,1407.7,1717.6,2128.6999999999998,5.0928000000000004,3.3073999999999999,4.8979999999999997,7.1135999999999999,0.35915999999999998,0.24537,0.34849000000000002,0.48671999999999999,4.0602999999999998,3.5796999999999999,4.0545,4.5542999999999996,0.29666999999999999,0.24202000000000001,0.28881000000000001,0.35683999999999999,20027,17135,19845,23185,2.8514000000000001E-2,2.3206999999999998E-2,2.7718E-2,3.4743999999999997E-2,0.19972000000000001,0.10703,0.19167999999999999,0.30177999999999999,3.3083,2.4055,3.0781999999999998,4.5674000000000001]
[185.5,6.3173999999999994E-2,5.3634000000000001E-2,6.2487000000000001E-2,7.2903999999999997E-2,6.2180999999999997,4.7586000000000004,6.1185,7.8650000000000002,44517,38703,43995,51413,20.062999999999999,17.702999999999999,20.004999999999999,22.462,51.27,37.966999999999999,50.127000000000002,66.016000000000005,3.0663,2.6347,3.0428000000000002,3.5259999999999998,0.21007999999999999,0.17754,0.20744000000000001,0.24567,18030,15492,17940,20789,6.1171999999999997E-2,4.5592000000000001E-2,5.7377999999999998E-2,8.0424999999999996E-2,1130.7,914.76,1116.7,1363.7,0.56415999999999999,0.36784,0.54542000000000002,0.77768999999999999,0.40601999999999999,0.32982,0.39956000000000003,0.48443999999999998,3.7189000000000001,3.1375999999999999,3.6791999999999998,4.3219000000000003,55.093000000000004,48.694000000000003,54.886000000000003,62.012999999999998,39.064,23.774999999999999,39.189,53.707000000000001,3553.7,3169.2,3569.5,3942.6,4428.2,3572.8,4335.3999999999996,5359.7,70.521000000000001,50.959000000000003,65.944999999999993,93.507000000000005,1768,1458.3,1740.7,2126.3000000000002,5.2370000000000001,3.4102000000000001,5.0479000000000003,7.2415000000000003,0.36881999999999998,0.25242999999999999,0.35580000000000001,0.49306,4.1125999999999996,3.6322999999999999,4.0987999999999998,4.5757000000000003,0.30214999999999997,0.24671000000000001,0.29461999999999999,0.36238999999999999,20271,17392,20126,23253,2.9005E-2,2.3712E-2,2.8251999999999999E-2,3.5147999999999999E-2,0.20698,0.11312,0.1981,0.31267,3.3805999999999998,2.4464999999999999,3.1192000000000002,4.6867000000000001]
[185.833,6.2078000000000001E-2,5.2259E-2,6.1345999999999998E-2,7.1873000000000006E-2,6.2180999999999997,4.7586000000000004,6.1185,7.8650000000000002,43788,37676,43551,50943,19.818999999999999,17.295999999999999,19.838999999999999,22.309000000000001,50.030999999999999,36.747,48.753999999999998,65.611000000000004,3.0190000000000001,2.5489999999999999,2.9954000000000001,3.5,0.20676,0.17254,0.20458000000000001,0.24217,17755,15047,17595,20678,5.9747000000000001E-2,4.4193999999999997E-2,5.6327000000000002E-2,7.7220999999999998E-2,1111.9000000000001,889.62,1099.3,1354.1,0.54617000000000004,0.35729,0.53044000000000002,0.74534,0.39787,0.31752999999999998,0.39290999999999998,0.47616999999999998,3.6600999999999999,3.0636000000000001,3.6204999999999998,4.3061999999999996,54.265000000000001,47.326999999999998,53.798000000000002,61.698999999999998,39.057000000000002,23.774999999999999,39.189,53.707000000000001,3514.1,3110.3,3514.8,3941.7,4385.3999999999996,3488.1,4247.3999999999996,5384.5,68.971000000000004,50.043999999999997,65.349000000000004,91.055999999999997,1747.3,1408.3,1709.9,2136,5.0743999999999998,3.2886000000000002,4.8674999999999997,6.9880000000000004,0.35808000000000001,0.24398,0.34423999999999999,0.48036000000000001,4.0608000000000004,3.5592999999999999,4.0453000000000001,4.5785999999999998,0.29637000000000002,0.23985999999999999,0.28949000000000003,0.35909999999999997,20076,16909,19885,23499,2.8458000000000001E-2,2.3258999999999998E-2,2.7730000000000001E-2,3.4223999999999997E-2,0.19871,0.10655000000000001,0.18751999999999999,0.30181999999999998,3.3006000000000002,2.3856000000000002,3.0564,4.6204000000000001]
[187.083,6.2253000000000003E-2,5.2928999999999997E-2,6.1296000000000003E-2,7.2885000000000005E-2,6.2180999999999997,4.7586000000000004,6.1185,7.8650000000000002,44074,38079,43671,51184,20.039000000000001,17.617000000000001,19.922999999999998,22.773,50.210999999999999,36.64,48.948,65.876999999999995,3.0318999999999998,2.5623999999999998,2.9923000000000002,3.5379,0.20843999999999999,0.17474999999999999,0.20505999999999999,0.24293999999999999,17897,15263,17800,20980,5.9983000000000002E-2,4.4824000000000003E-2,5.5840000000000001E-2,8.0256999999999995E-2,1102.2,883.24,1090.5999999999999,1339.2,0.54349000000000003,0.35010000000000002,0.52725,0.73807999999999996,0.39899000000000001,0.32153999999999999,0.39368999999999998,0.47658,3.6918000000000002,3.1061000000000001,3.6663000000000001,4.3654000000000002,54.573,48.097000000000001,54.33,61.765000000000001,39.063000000000002,23.774999999999999,39.189,53.707000000000001,3550.4,3146.6,3535.2,3991.4,4400.8,3523.8,4211.3,5544.3,67.619,49.825000000000003,64.736999999999995,88.144000000000005,1748.6,1406.4,1703.7,2160.3000000000002,5.0926,3.3247,4.9230999999999998,7.0008999999999997,0.35872999999999999,0.24562999999999999,0.34821999999999997,0.47864000000000001,4.1062000000000003,3.6160999999999999,4.0881999999999996,4.6647999999999996,0.29798999999999998,0.2432,0.29110999999999998,0.36399999999999999,20243,17160,19907,23566,2.8722000000000001E-2,2.3453999999999999E-2,2.8195999999999999E-2,3.4854999999999997E-2,0.19791,0.10609,0.18804000000000001,0.29881999999999997,3.3022,2.3963000000000001,3.0415999999999999,4.6191000000000004]
[187.333,6.3810000000000006E-2,5.4519999999999999E-2,6.2895000000000006E-2,7.4685000000000001E-2,6.2180999999999997,4.7586000000000004,6.1185,7.8650000000000002,45159,39469,44586,51657,20.378,18.042999999999999,20.254000000000001,23.045000000000002,52.65,38.582999999999998,51.478999999999999,68.394000000000005,3.1055000000000001,2.6505000000000001,3.0670999999999999,3.5823999999999998,0.21393000000000001,0.18035000000000001,0.21084,0.2482,18350,15664,18231,21320,6.2327E-2,4.6176000000000002E-2,5.8494999999999998E-2,8.4592000000000001E-2,1129.7,909.08,1117.5,1351.9,0.57582999999999995,0.36821999999999999,0.56445999999999996,0.78344999999999998,0.41195999999999999,0.33423000000000003,0.40853,0.49064999999999998,3.7936000000000001,3.2132000000000001,3.7621000000000002,4.4493999999999998,55.667000000000002,49.13,55.488999999999997,62.686,39.063000000000002,23.774999999999999,39.189,53.707000000000001,3605.1,3211.2,3585.1,4025.8,4504.3,3643,4325.5,5634,68.923000000000002,50.972999999999999,65.894999999999996,90.641999999999996,1793.5,1469,1745.9,2200.5,5.4177999999999997,3.4615,5.2271999999999998,7.3560999999999996,0.37961,0.25153999999999999,0.36863000000000001,0.50080999999999998,4.18,3.7090999999999998,4.1597999999999997,4.7018000000000004,0.307,0.2505,0.29968,0.37024000000000001,20639,17591,20279,23909,2.9628000000000002E-2,2.4288000000000001E-2,2.8926E-2,3.5978000000000003E-2,0.215,0.11462,0.20638999999999999,0.31692999999999999,3.4453,2.4998,3.1736,4.7877999999999998]
[188,6.2039999999999998E-2,5.2621000000000001E-2,6.0914999999999997E-2,7.2579000000000005E-2,6.2180999999999997,4.7586000000000004,6.1185,7.8650000000000002,43892,37859,43397,50955,19.940999999999999,17.344999999999999,19.905999999999999,22.346,50.026000000000003,36.872999999999998,48.988,65.204999999999998,3.0228999999999999,2.5446,3.0032000000000001,3.5125999999999999,0.20762,0.17369000000000001,0.20444999999999999,0.24398,17822,15148,17663,20632,5.9651000000000003E-2,4.4374999999999998E-2,5.6371999999999998E-2,8.0723000000000003E-2,1103.4000000000001,885.08,1101.7,1331.1,0.54161999999999999,0.34866999999999998,0.52930999999999995,0.75597000000000003,0.39779999999999999,0.32011000000000001,0.39406999999999998,0.47758,3.6739999999999999,3.0909,3.6360000000000001,4.2736999999999998,54.390999999999998,47.814999999999998,54.302,60.976999999999997,39.064,23.774999999999999,39.189,53.707000000000001,3534.8,3141.9,3523,3982.4,4396.8,3514.4,4263.8,5466.2,67.680999999999997,50.399000000000001,65.584999999999994,89.111000000000004,1746.3,1415,1706.9,2154.8000000000002,5.0681000000000003,3.2391999999999999,4.8947000000000003,7.14,0.35737000000000002,0.24116000000000001,0.34893999999999997,0.48368,4.0848000000000004,3.6084000000000001,4.0643000000000002,4.6021000000000001,0.29674,0.24193000000000001,0.29085,0.35319,20154,17140,19993,23461,2.8614000000000001E-2,2.3203000000000001E-2,2.7896000000000001E-2,3.4692000000000001E-2,0.19738,0.10428999999999999,0.18901000000000001,0.29877999999999999,3.2919,2.3856999999999999,3.0472000000000001,4.4996999999999998]
[188.75,6.2306E-2,5.3234999999999998E-2,6.1511000000000003E-2,7.3343000000000005E-2,6.2180999999999997,4.7586000000000004,6.1185,7.8650000000000002,43919,38052,43441,50558,19.873000000000001,17.262,19.806000000000001,22.484999999999999,50.488,37.591000000000001,48.850999999999999,65.748000000000005,3.0324,2.5977000000000001,3.0304000000000002,3.5154999999999998,0.20774000000000001,0.17484,0.20466000000000001,0.24703,17837,15128,17720,20636,5.9943000000000003E-2,4.4905E-2,5.6124E-2,7.9894999999999994E-2,1117.5999999999999,908.52,1102,1344.7,0.55164000000000002,0.36493999999999999,0.52441000000000004,0.77842999999999996,0.39987,0.32107000000000002,0.39421,0.48082999999999998,3.6770999999999998,3.1000999999999999,3.6276999999999999,4.2956000000000003,54.476999999999997,47.64,54.384,61.31,39.061999999999998,23.774999999999999,39.189,53.707000000000001,3522,3127.8,3507.8,3923.7,4411.3999999999996,3506.2,4300.8,5567.6,68.822999999999993,50.612000000000002,65.724000000000004,88.391000000000005,1757.7,1419,1723.9,2171.5,5.1311,3.3329,4.8772000000000002,7.3376000000000001,0.36181000000000002,0.24679000000000001,0.34575,0.49569999999999997,4.0720000000000001,3.5910000000000002,4.0423,4.5803000000000003,0.29824000000000001,0.24324999999999999,0.29075000000000001,0.35454999999999998,20134,17121,19907,23499,2.8721E-2,2.3146E-2,2.7975E-2,3.4828999999999999E-2,0.20180999999999999,0.10972,0.18801999999999999,0.31213999999999997,3.3098000000000001,2.419,3.0670000000000002,4.4755000000000003]
[189.75,6.2413000000000003E-2,5.2928999999999997E-2,6.0994E-2,7.2434999999999999E-2,6.2180999999999997,4.7586000000000004,6.1185,7.8650000000000002,43929,38145,43302,50824,19.885999999999999,17.285,19.888000000000002,22.423999999999999,50.527999999999999,37.113999999999997,49.107999999999997,65.837999999999994,3.0366,2.5981999999999998,3.0112000000000001,3.5594000000000001,0.20774000000000001,0.17558000000000001,0.20502000000000001,0.24284,17852,15080,17660,20671,5.9797000000000003E-2,4.4932E-2,5.6160000000000002E-2,7.7736E-2,1118.7,917.11,1101.9000000000001,1346.4,0.55064999999999997,0.35686000000000001,0.52276,0.76609000000000005,0.40006000000000003,0.32505000000000001,0.39600000000000002,0.48314000000000001,3.6785999999999999,3.0752999999999999,3.6261000000000001,4.3320999999999996,54.536000000000001,47.811999999999998,54.637999999999998,61.524000000000001,39.063000000000002,23.774999999999999,39.189,53.707000000000001,3524.8,3134.2,3532.8,3918.6,4421.3999999999996,3504.9,4293,5565.9,68.965999999999994,50.241,65.757999999999996,92.537999999999997,1762,1435.5,1716.5,2200.3000000000002,5.1276999999999999,3.3414000000000001,4.8894000000000002,7.2290999999999999,0.36158000000000001,0.24937000000000001,0.34438000000000002,0.49375999999999998,4.0740999999999996,3.5855000000000001,4.0648,4.5854999999999997,0.29854000000000003,0.2432,0.29218,0.35435,20149,17147,19949,23605,2.8747000000000002E-2,2.3188E-2,2.8212000000000001E-2,3.5073E-2,0.20163,0.10686,0.18731999999999999,0.30514999999999998,3.2913999999999999,2.4205999999999999,3.1034999999999999,4.4654999999999996]
[190.333,6.3891000000000003E-2,5.459E-2,6.2867999999999993E-2,7.3760999999999993E-2,6.2180999999999997,4.7586000000000004,6.1185,7.8650000000000002,45095,39274,44457,51711,20.379000000000001,17.832000000000001,20.361999999999998,22.847999999999999,52.701000000000001,38.82,51.246000000000002,67.932000000000002,3.1063999999999998,2.6741000000000001,3.0747,3.6067,0.21387,0.18174000000000001,0.21146999999999999,0.24851000000000001,18345,15605,18166,21149,6.1851999999999997E-2,4.6575999999999999E-2,5.7992000000000002E-2,8.1157999999999994E-2,1127.5,931.35,1104.4000000000001,1340,0.57416999999999996,0.37053999999999998,0.55591999999999997,0.78447,0.41149000000000002,0.33879999999999999,0.40639999999999998,0.49457000000000001,3.7907999999999999,3.1983999999999999,3.7542,4.4260000000000002,55.645000000000003,48.997,55.703000000000003,62.503999999999998,39.064,23.774999999999999,39.189,53.707000000000001,3605,3225.8,3612.7,3988.3,4503.8999999999996,3658.4,4372.2,5544.6,68.873999999999995,51.009,65.447000000000003,91.872,1793.3,1480.7,1741.7,2204.1,5.4138000000000002,3.5253999999999999,5.2047999999999996,7.5397999999999996,0.37931999999999999,0.25822000000000001,0.36470999999999998,0.51275999999999999,4.1787000000000001,3.6882999999999999,4.1711,4.6677,0.30684,0.25222,0.30023,0.36364999999999997,20606,17724,20429,23836,2.9670999999999999E-2,2.4013E-2,2.9027000000000001E-2,3.5968E-2,0.21507999999999999,0.11609999999999999,0.20366999999999999,0.32357000000000002,3.3975,2.4887000000000001,3.2061000000000002,4.6379000000000001]
[191.25,6.3214000000000006E-2,5.3395999999999999E-2,6.2440000000000002E-2,7.2227E-2,6.2180999999999997,4.7586000000000004,6.1185,7.8650000000000002,44749,38740,44436,51460,20.321000000000002,17.704000000000001,20.405000000000001,22.782,52.14,38.134,50.902999999999999,68.272000000000006,3.0754000000000001,2.6112000000000002,3.0665,3.5284,0.21268999999999999,0.1789,0.21067,0.24676000000000001,18228,15442,18196,20993,6.1224000000000001E-2,4.5386000000000003E-2,5.713E-2,8.0472000000000002E-2,1100.7,903.08,1082.4000000000001,1317.5,0.56415999999999999,0.36897999999999997,0.54601,0.77732999999999997,0.40692,0.32839000000000002,0.40035999999999999,0.49042000000000002,3.7688999999999999,3.1589,3.7492000000000001,4.3857999999999997,55.231000000000002,48.250999999999998,55.369,61.780999999999999,39.063000000000002,23.774999999999999,39.189,53.707000000000001,3592.9,3185.3,3599.6,3979.7,4443.8,3615.5,4324.3999999999996,5468.4,66.676000000000002,48.802,63.134,88.231999999999999,1765,1457.7,1728,2138.5,5.3593000000000002,3.5215000000000001,5.1653000000000002,7.5076000000000001,0.37481999999999999,0.25635999999999998,0.36398999999999998,0.50790999999999997,4.1669,3.6520999999999999,4.1737000000000002,4.6395999999999997,0.30356,0.24625,0.29853000000000002,0.35852000000000001,20466,17471,20243,23565,2.9430000000000001E-2,2.3828999999999999E-2,2.8840000000000001E-2,3.6198000000000001E-2,0.21138000000000001,0.11423999999999999,0.20386000000000001,0.31968999999999997,3.3538000000000001,2.4428999999999998,3.1577000000000002,4.5982000000000003]
[191.917,6.2522999999999995E-2,5.2885000000000001E-2,6.1748999999999998E-2,7.1913000000000005E-2,6.2180999999999997,4.7586000000000004,6.1185,7.8650000000000002,43974,38129,43649,51036,20.001999999999999,17.498999999999999,20.045999999999999,22.565999999999999,50.502000000000002,37.372,48.932000000000002,65.912000000000006,3.0417000000000001,2.5842999999999998,3.0230000000000001,3.5312000000000001,0.20857000000000001,0.17598,0.20458999999999999,0.24234,17902,15177,17728,20749,5.9924999999999999E-2,4.5075999999999998E-2,5.6142999999999998E-2,7.7947000000000002E-2,1116.0999999999999,918.75,1098.7,1349.6,0.54817000000000005,0.36137000000000002,0.52756999999999998,0.75844,0.40067999999999998,0.32689000000000001,0.39634999999999998,0.48311999999999999,3.6901999999999999,3.0960000000000001,3.6273,4.3068,54.667999999999999,47.337000000000003,54.421999999999997,61.424999999999997,39.063000000000002,23.774999999999999,39.189,53.707000000000001,3544.3,3126,3546.5,3921.1,4405.8999999999996,3555,4288.3,5440.7,68.582999999999998,50.945,64.983999999999995,89.126999999999995,1754.5,1433.6,1720.1,2118.6999999999998,5.1205999999999996,3.3546,4.8941999999999997,7.1889000000000003,0.3609,0.25064999999999998,0.34487000000000001,0.49730999999999997,4.0971000000000002,3.5821999999999998,4.0838000000000001,4.5888999999999998,0.29825000000000002,0.24340999999999999,0.29161999999999999,0.35158,20189,17212,19986,23551,2.8724E-2,2.3087E-2,2.8093E-2,3.4807999999999999E-2,0.20027,0.11373999999999999,0.19047,0.30177999999999999,3.2890000000000001,2.431,3.0743999999999998,4.4074]
[192.667,6.3024999999999998E-2,5.3989000000000002E-2,6.1978999999999999E-2,7.2251999999999997E-2,6.2180999999999997,4.7586000000000004,6.1185,7.8650000000000002,44348,38646,43876,50969,20.097999999999999,17.501999999999999,20.082000000000001,22.585000000000001,51.244999999999997,37.896999999999998,49.962000000000003,66.799000000000007,3.0678000000000001,2.5951,3.0649999999999999,3.5438000000000001,0.21001,0.17735999999999999,0.20802000000000001,0.24634,18045,15242,17929,20796,6.0766000000000001E-2,4.5322000000000001E-2,5.7422000000000001E-2,8.2766999999999993E-2,1131.0999999999999,934.85,1112.5,1369.9,0.55866000000000005,0.36615999999999999,0.53286,0.78469999999999995,0.40527000000000002,0.32874999999999999,0.40090999999999999,0.48748999999999998,3.7210999999999999,3.1122999999999998,3.6827999999999999,4.3516000000000004,55.036999999999999,48.337000000000003,55.027000000000001,61.433999999999997,39.063000000000002,23.774999999999999,39.189,53.707000000000001,3560.9,3162.7,3577.7,3938.3,4451.5,3574.4,4330.7,5430.8,70.007000000000005,51.523000000000003,66.451999999999998,93.262,1773.9,1447.6,1733.2,2135.8000000000002,5.2099000000000002,3.3948,4.9945000000000004,7.4036999999999997,0.36687999999999998,0.25081999999999999,0.35637000000000002,0.50717999999999996,4.1180000000000003,3.6133000000000002,4.1139999999999999,4.5854999999999997,0.30148999999999998,0.24510000000000001,0.29476999999999998,0.35659999999999997,20343,17288,20176,23288,2.8995E-2,2.3238999999999999E-2,2.8665E-2,3.5173999999999997E-2,0.20512,0.11205,0.19605,0.31502000000000002,3.3344,2.4483999999999999,3.1276999999999999,4.4870000000000001]
[192.917,6.2132E-2,5.2930999999999999E-2,6.1112E-2,7.1792999999999996E-2,6.2180999999999997,4.7586000000000004,6.1185,7.8650000000000002,43794,38140,43093,50348,19.937999999999999,17.268999999999998,19.885000000000002,22.463999999999999,50.137999999999998,37.220999999999997,48.933999999999997,64.924000000000007,3.0257000000000001,2.5583,3.0076999999999998,3.5202,0.20745,0.17437,0.20501,0.24285000000000001,17819,15016,17724,20627,5.9617999999999997E-2,4.4354999999999999E-2,5.6037999999999998E-2,7.9611000000000001E-2,1108.5,907.06,1083.8,1351,0.54247999999999996,0.35639999999999999,0.51671999999999996,0.75995999999999997,0.39822000000000002,0.32173000000000002,0.39445999999999998,0.47728999999999999,3.6730999999999998,3.0487000000000002,3.6431,4.2840999999999996,54.406999999999996,47.734999999999999,54.124000000000002,61.018000000000001,39.064,23.774999999999999,39.189,53.707000000000001,3532.7,3126.1,3550.3,3932.5,4380.3,3524.6,4236.1000000000004,5409.6,68.376000000000005,50.609000000000002,64.930999999999997,92.135000000000005,1743.6,1417.5,1702.1,2107,5.0711000000000004,3.2892999999999999,4.8822000000000001,7.1616,0.35755999999999999,0.24598999999999999,0.34582000000000002,0.49288999999999999,4.0834999999999999,3.5567000000000002,4.0827,4.5792000000000002,0.29687999999999998,0.24123,0.29111999999999999,0.34977000000000003,20118,17125,20001,23210,2.8572E-2,2.2970000000000001E-2,2.8174000000000001E-2,3.4786999999999998E-2,0.19775000000000001,0.10839,0.18856000000000001,0.30492000000000002,3.2681,2.3938000000000001,3.0758999999999999,4.3807]
[193.583,6.3195000000000001E-2,5.4744000000000001E-2,6.2378999999999997E-2,7.3549000000000003E-2,6.2180999999999997,4.7586000000000004,6.1185,7.8650000000000002,44465,39239,43970,50889,20.100999999999999,17.66,19.962,22.594000000000001,51.470999999999997,38.963999999999999,49.250999999999998,66.150000000000006,3.0710999999999999,2.6383000000000001,3.0278,3.5396999999999998,0.21035999999999999,0.17932000000000001,0.20754,0.24681,18064,15647,17872,20749,6.0925E-2,4.6241999999999998E-2,5.6744999999999997E-2,8.1449999999999995E-2,1131.5999999999999,928.17,1112.7,1366.9,0.56150999999999995,0.37202000000000002,0.54161999999999999,0.77998000000000001,0.40686,0.33396999999999999,0.39934999999999998,0.48831999999999998,3.7263999999999999,3.1722000000000001,3.6642999999999999,4.3265000000000002,55.024999999999999,48.420999999999999,54.725999999999999,61.686999999999998,39.064,23.774999999999999,39.189,53.707000000000001,3559.8,3188.4,3552,3942.8,4450,3644,4313.8,5359.7,70.271000000000001,51.652999999999999,66.224000000000004,94.236999999999995,1773.1,1473,1736.2,2132.3000000000002,5.2454000000000001,3.4346000000000001,5.0529999999999999,7.3044000000000002,0.36908999999999997,0.25773000000000001,0.35522999999999999,0.50288999999999995,4.1181000000000001,3.6524999999999999,4.0919999999999996,4.5811000000000002,0.30220999999999998,0.25068000000000001,0.29593000000000003,0.35609000000000002,20327,17679,20003,23092,2.9044E-2,2.3618E-2,2.8494999999999999E-2,3.5355999999999999E-2,0.20729,0.11491,0.19642999999999999,0.31495000000000001,3.355,2.4782999999999999,3.1366000000000001,4.5225]
[194.417,6.4079999999999998E-2,5.5010999999999997E-2,6.2869999999999995E-2,7.5073000000000001E-2,6.2180999999999997,4.7586000000000004,6.1185,7.8650000000000002,45086,39997,44757,51374,20.347000000000001,17.989999999999998,20.248000000000001,22.806999999999999,52.518000000000001,39.921999999999997,50.57,68.108000000000004,3.1114000000000002,2.6918000000000002,3.0788000000000002,3.5747,0.21337999999999999,0.18335000000000001,0.20846000000000001,0.24964,18322,15844,18135,21171,6.1872999999999997E-2,4.6928999999999998E-2,5.7654999999999998E-2,8.3405999999999994E-2,1144.0999999999999,938.75,1120.0999999999999,1372.4,0.57264000000000004,0.38718999999999998,0.54710999999999999,0.79268000000000005,0.41242000000000001,0.33931,0.40475,0.49675999999999998,3.7816999999999998,3.2437999999999998,3.714,4.4008000000000003,55.651000000000003,49.348999999999997,55.398000000000003,62.429000000000002,39.064,23.774999999999999,39.189,53.707000000000001,3601,3237.3,3590.1,3965.9,4505.8999999999996,3737.4,4383.3999999999996,5425,70.132999999999996,51.71,67.301000000000002,92.325999999999993,1796.5,1505.3,1754.2,2154.1999999999998,5.3719000000000001,3.6095999999999999,5.1464999999999996,7.5103999999999997,0.37745000000000001,0.27033000000000001,0.36238999999999999,0.50805999999999996,4.1698000000000004,3.7099000000000002,4.1374000000000004,4.6425000000000001,0.30648999999999998,0.25431999999999999,0.29873,0.36098999999999998,20586,17899,20323,23567,2.9508E-2,2.4228E-2,2.878E-2,3.5643000000000001E-2,0.21332000000000001,0.12509000000000001,0.20119000000000001,0.32029999999999997,3.4011999999999998,2.5379999999999998,3.1522000000000001,4.5659999999999998]
[194.917,6.2288000000000003E-2,5.3198000000000002E-2,6.1048999999999999E-2,7.3182999999999998E-2,6.2180999999999997,4.7586000000000004,6.1185,7.8650000000000002,43883,38070,43497,50261,19.908999999999999,17.417000000000002,19.805,22.327000000000002,50.341999999999999,37.892000000000003,48.36,66.128,3.0295000000000001,2.5733000000000001,3.0019999999999998,3.5076000000000001,0.20755999999999999,0.17524999999999999,0.20316000000000001,0.24587000000000001,17832,15207,17646,20670,5.9524000000000001E-2,4.5032999999999997E-2,5.5802999999999998E-2,7.9922999999999994E-2,1111.8,902.52,1095.9000000000001,1337,0.54386999999999996,0.36532999999999999,0.51029000000000002,0.75219999999999998,0.39871000000000001,0.32696999999999998,0.39245000000000002,0.48049999999999998,3.6747999999999998,3.0958999999999999,3.62,4.3320999999999996,54.317,47.295000000000002,54.048999999999999,61.335999999999999,39.064,23.774999999999999,39.189,53.707000000000001,3527.8,3141.5,3520,3932.3,4411.8,3590.7,4270.8999999999996,5393.5,68.057000000000002,49.518000000000001,65.006,89.372,1753.3,1427.1,1707.6,2152.5,5.0926,3.3773,4.8068999999999997,7.1390000000000002,0.35921999999999998,0.25463999999999998,0.34348000000000001,0.48592000000000002,4.0773999999999999,3.5975000000000001,4.0625,4.5815000000000001,0.29698999999999998,0.24346999999999999,0.28902,0.35231000000000001,20173,17103,19836,23388,2.8642999999999998E-2,2.3338999999999999E-2,2.7834000000000001E-2,3.4368000000000003E-2,0.19932,0.11436,0.18436,0.30657000000000001,3.2627000000000002,2.4051999999999998,3.0501,4.3579999999999997]
[195,6.2219999999999998E-2,5.3179999999999998E-2,6.1058000000000001E-2,7.3019000000000001E-2,6.2180999999999997,4.7586000000000004,6.1185,7.8650000000000002,43884,38111,43495,50290,19.95,17.439,19.855,22.370999999999999,50.207000000000001,37.747,48.264000000000003,66.117000000000004,3.0270000000000001,2.57,2.9998,3.5036999999999998,0.20766999999999999,0.17552999999999999,0.20301,0.24543999999999999,17836,15201,17648,20739,5.9375999999999998E-2,4.4991000000000003E-2,5.5749E-2,7.9543000000000003E-2,1105.5999999999999,897.49,1088.9000000000001,1327.3,0.54042000000000001,0.36343999999999999,0.50573999999999997,0.74675000000000002,0.39789000000000002,0.32662999999999998,0.39123000000000002,0.48063,3.6760000000000002,3.1023999999999998,3.6255000000000002,4.3285999999999998,54.319000000000003,47.246000000000002,54.066000000000003,61.344999999999999,39.063000000000002,23.774999999999999,39.189,53.707000000000001,3534.8,3146.5,3529.5,3936.2,4404.3,3592.8,4266.3,5372.3,67.569999999999993,49.305,64.524000000000001,88.587000000000003,1749,1424.5,1704.1,2143.5,5.0717999999999996,3.3641999999999999,4.7840999999999996,7.0884999999999998,0.35774,0.25372,0.34109,0.48581999999999997,4.0853999999999999,3.6051000000000002,4.0658000000000003,4.5934999999999997,0.29659000000000002,0.24337,0.28877000000000003,0.35182999999999998,20187,17125,19828,23387,2.8636999999999999E-2,2.3383999999999999E-2,2.7858999999999998E-2,3.4353000000000002E-2,0.1978,0.11339,0.18251000000000001,0.30360999999999999,3.2513999999999998,2.4039000000000001,3.0388999999999999,4.3536999999999999]
[195.083,6.2294000000000002E-2,5.3241999999999998E-2,6.1086000000000001E-2,7.2949E-2,6.2180999999999997,4.7586000000000004,6.1185,7.8650000000000002,44011,38244,43596,50301,20.027999999999999,17.548999999999999,19.940000000000001,22.420999999999999,50.32,37.893999999999998,48.41,65.879000000000005,3.0312000000000001,2.5790000000000002,3.0045999999999999,3.5042,0.20834,0.17638999999999999,0.20383999999999999,0.24556,17888,15266,17705,20721,5.9477000000000002E-2,4.5118999999999999E-2,5.5788999999999998E-2,7.9507999999999995E-2,1101,896.15,1083.7,1319.3,0.54056000000000004,0.36463000000000001,0.50666,0.74419000000000002,0.39840999999999999,0.32779999999999998,0.39150000000000001,0.47953000000000001,3.6882999999999999,3.1147999999999998,3.6364999999999998,4.3307000000000002,54.423000000000002,47.44,54.167999999999999,61.344000000000001,39.064,23.774999999999999,39.189,53.707000000000001,3547.3,3160.7,3541.4,3940.3,4404.5,3599.5,4268.3999999999996,5356.5,67.126000000000005,49.054000000000002,64.16,87.909000000000006,1748,1428.9,1704,2138.8000000000002,5.0892999999999997,3.3635999999999999,4.8026,7.0968,0.35860999999999998,0.25372,0.34121000000000001,0.48327999999999999,4.1017999999999999,3.6244999999999998,4.0819000000000001,4.6025999999999998,0.29703000000000002,0.24453,0.28885,0.35254999999999997,20237,17205,19881,23429,2.8725000000000001E-2,2.3460000000000002E-2,2.7913E-2,3.4518E-2,0.19807,0.11257,0.18268000000000001,0.30720999999999998,3.2538,2.4073000000000002,3.0373000000000001,4.3354999999999997]
[195.167,6.2539999999999998E-2,5.3449999999999998E-2,6.1330999999999997E-2,7.3292999999999997E-2,6.2180999999999997,4.7586000000000004,6.1185,7.8650000000000002,44261,38515,43849,50412,20.126999999999999,17.661000000000001,20.050999999999998,22.483000000000001,50.851999999999997,38.14,48.993000000000002,65.813999999999993,3.0427,2.5909,3.0194000000000001,3.5125000000000002,0.20968000000000001,0.17735999999999999,0.20515,0.24712000000000001,17992,15372,17772,20798,5.9966999999999999E-2,4.5358999999999997E-2,5.6285000000000002E-2,8.0842999999999998E-2,1098.4000000000001,895.49,1081.7,1314.2,0.54701,0.36758000000000002,0.51527999999999996,0.75085999999999997,0.40079999999999999,0.32882,0.39434999999999998,0.48136000000000001,3.7138,3.1360999999999999,3.6606000000000001,4.3521000000000001,54.609000000000002,47.731000000000002,54.335999999999999,61.453000000000003,39.064,23.774999999999999,39.189,53.707000000000001,3561.8,3179.4,3558.1,3944.7,4410.3999999999996,3612.2,4274.8999999999996,5346.7,66.753,48.850999999999999,63.811,87.311999999999998,1750.2,1437.4,1707.3,2137.6999999999998,5.1733000000000002,3.4016000000000002,4.8973000000000004,7.1806999999999999,0.36353999999999997,0.25480999999999998,0.34762999999999999,0.49153999999999998,4.1237000000000004,3.6507999999999998,4.1059999999999999,4.6167999999999996,0.29873,0.24584,0.29063,0.35342000000000001,20307,17308,19945,23465,2.8941999999999999E-2,2.3626000000000001E-2,2.8129000000000001E-2,3.4733E-2,0.20180999999999999,0.11508,0.18764,0.30925999999999998,3.2789000000000001,2.4196,3.0545,4.4126000000000003]
[195.25,6.3052999999999998E-2,5.3948000000000003E-2,6.1754999999999997E-2,7.3848999999999998E-2,6.2180999999999997,4.7586000000000004,6.1185,7.8650000000000002,44664,39012,44184,50834,20.254999999999999,17.809999999999999,20.173999999999999,22.59,51.933999999999997,38.734000000000002,50.168999999999997,66.960999999999999,3.0659999999999998,2.6150000000000002,3.0424000000000002,3.5272000000000001,0.21190000000000001,0.18015999999999999,0.20796000000000001,0.24925,18165,15535,17937,20965,6.0975000000000001E-2,4.5818999999999999E-2,5.6982999999999999E-2,8.2340999999999998E-2,1101,899.85,1082.7,1314.5,0.56101999999999996,0.37831999999999999,0.53480000000000005,0.77215999999999996,0.40597,0.33348,0.39922999999999997,0.48693999999999998,3.7555999999999998,3.1829000000000001,3.7061999999999999,4.3852000000000002,54.939,48.222999999999999,54.744,61.798999999999999,39.063000000000002,23.774999999999999,39.189,53.707000000000001,3580.1,3200.9,3579.8,3953.5,4428.8,3637.8,4291.5,5340.9,66.754000000000005,49.151000000000003,63.746000000000002,86.884,1759,1449.3,1712.5,2140.4,5.3314000000000004,3.4996999999999998,5.0716000000000001,7.3616999999999999,0.37320999999999999,0.26036999999999999,0.35819000000000001,0.50017,4.1524999999999999,3.6825000000000001,4.1299000000000001,4.6387999999999998,0.30216999999999999,0.24687000000000001,0.29470000000000002,0.35977999999999999,20414,17448,20053,23539,2.9328E-2,2.3925999999999999E-2,2.8492E-2,3.5138000000000003E-2,0.21013000000000001,0.11913,0.19692000000000001,0.31579000000000002,3.3346,2.4458000000000002,3.0897000000000001,4.5057999999999998]
[195.333,6.3825000000000007E-2,5.4572000000000002E-2,6.2373999999999999E-2,7.4306999999999998E-2,6.2180999999999997,4.7586000000000004,6.1185,7.8650000000000002,45078,39622,44642,51261,20.366,17.920000000000002,20.303000000000001,22.704000000000001,52.701999999999998,39.088999999999999,51.31,67.772999999999996,3.1040000000000001,2.6524999999999999,3.0815999999999999,3.5638999999999998,0.21375,0.18195,0.21026,0.25033,18338,15741,18128,21080,6.1842000000000001E-2,4.6578000000000001E-2,5.7869999999999998E-2,8.3071000000000006E-2,1127.7,926.57,1103.2,1355.9,0.57238999999999995,0.38845000000000002,0.54715000000000003,0.78754999999999997,0.41106999999999999,0.33835999999999999,0.40638000000000002,0.48998999999999998,3.7892000000000001,3.2170999999999998,3.7454999999999998,4.3902999999999999,55.475000000000001,48.823,55.347000000000001,62.390999999999998,39.064,23.774999999999999,39.189,53.707000000000001,3602.6,3225.3,3591.9,3971.2,4506.1000000000004,3718.6,4382,5409,68.382999999999996,50.137,65.468999999999994,87.82,1790.9,1478.9,1749.2,2164.4,5.4118000000000004,3.6223000000000001,5.1661000000000001,7.4589999999999996,0.37925999999999999,0.26678000000000002,0.36379,0.50407999999999997,4.1755000000000004,3.6981000000000002,4.1646999999999998,4.6542000000000003,0.30587999999999999,0.25168000000000001,0.29859999999999998,0.36509000000000003,20621,17701,20307,23844,2.9614999999999999E-2,2.4146999999999998E-2,2.8679E-2,3.5691000000000001E-2,0.21490000000000001,0.12379,0.20191999999999999,0.32273000000000002,3.391,2.4794999999999998,3.145,4.5808]
[195.417,6.3937999999999995E-2,5.4747999999999998E-2,6.2741000000000005E-2,7.4415999999999996E-2,6.2180999999999997,4.7586000000000004,6.1185,7.8650000000000002,45057,39660,44679,51177,20.315999999999999,17.831,20.286000000000001,22.626999999999999,52.457999999999998,39.100999999999999,51.036000000000001,67.539000000000001,3.1080999999999999,2.6583999999999999,3.0773000000000001,3.5697000000000001,0.2132,0.18145,0.20966000000000001,0.24929999999999999,18301,15718,18067,20987,6.1759000000000001E-2,4.6783999999999999E-2,5.7771000000000003E-2,8.2115999999999995E-2,1141.4000000000001,947.71,1119.4000000000001,1364.1,0.57216999999999996,0.38579999999999998,0.54984999999999995,0.78200000000000003,0.41111999999999999,0.33906999999999998,0.40576000000000001,0.48907,3.7776999999999998,3.2029000000000001,3.7275,4.3513000000000002,55.584000000000003,48.814,55.375999999999998,62.401000000000003,39.064,23.774999999999999,39.189,53.707000000000001,3596.8,3218.6,3592,3961.5,4516.2,3707,4406.8999999999996,5452.4,70.016999999999996,50.725999999999999,67.063999999999993,89.99,1798.8,1480.8,1761.9,2172.4,5.3682999999999996,3.5912999999999999,5.1207000000000003,7.4208999999999996,0.37717000000000001,0.26515,0.36308000000000001,0.50226999999999999,4.1639999999999997,3.6928999999999998,4.1449999999999996,4.6482000000000001,0.30590000000000001,0.25187999999999999,0.29852000000000001,0.36234,20603,17757,20275,23708,2.9534000000000001E-2,2.3993E-2,2.8562000000000001E-2,3.5536999999999999E-2,0.21317,0.12268,0.19958000000000001,0.32223000000000002,3.3885000000000001,2.4807000000000001,3.1448,4.5922000000000001]
[195.5,6.3330999999999998E-2,5.4378999999999997E-2,6.2406000000000003E-2,7.3519000000000001E-2,6.2180999999999997,4.7586000000000004,6.1185,7.8650000000000002,44608,39120,44268,50826,20.108000000000001,17.652999999999999,20.062000000000001,22.439,51.688000000000002,38.619999999999997,50.423999999999999,66.67,3.0773000000000001,2.6265000000000001,3.052,3.5215000000000001,0.21079000000000001,0.17957000000000001,0.20710000000000001,0.24687999999999999,18098,15474,17900,20759,6.1011000000000003E-2,4.6240999999999997E-2,5.6923000000000001E-2,8.0661999999999998E-2,1134.5999999999999,938.91,1112.0999999999999,1355.4,0.56420000000000003,0.38190000000000002,0.54484999999999995,0.76848000000000005,0.40666999999999998,0.33312999999999998,0.40103,0.48358000000000001,3.7328999999999999,3.1587999999999998,3.6812,4.3101000000000003,55.088999999999999,48.493000000000002,54.957999999999998,61.793999999999997,39.064,23.774999999999999,39.189,53.707000000000001,3560.7,3179.4,3554.7,3926.6,4465,3641.2,4359.7,5401.5,69.769000000000005,50.921999999999997,66.628,91.111999999999995,1780.3,1463.6,1751.7,2137.8000000000002,5.2763999999999998,3.5318999999999998,5.0399000000000003,7.2755000000000001,0.37130999999999997,0.25974000000000003,0.35593999999999998,0.49540000000000001,4.1201999999999996,3.6520999999999999,4.1007999999999996,4.5879000000000003,0.30264999999999997,0.24911,0.29542000000000002,0.35765000000000002,20375,17544,20082,23496,2.9170999999999999E-2,2.367E-2,2.8250000000000001E-2,3.5263999999999997E-2,0.20909,0.12018,0.19535,0.31566,3.3502999999999998,2.4487999999999999,3.1080999999999999,4.5349000000000004]
[195.583,6.3086000000000003E-2,5.3948000000000003E-2,6.2248999999999999E-2,7.3330999999999993E-2,6.2180999999999997,4.7586000000000004,6.1185,7.8650000000000002,44434,38686,44213,50741,20.042999999999999,17.529,20.036999999999999,22.475999999999999,51.393999999999998,38.206000000000003,50.098999999999997,66.379000000000005,3.0674000000000001,2.6116000000000001,3.0464000000000002,3.5097,0.20996000000000001,0.1782,0.20627999999999999,0.24645,18033,15360,17813,20717,6.0679999999999998E-2,4.5648000000000001E-2,5.6819000000000001E-2,7.9749E-2,1132.5999999999999,935.27,1114.7,1350.7,0.56008000000000002,0.37823000000000001,0.53746000000000005,0.76236999999999999,0.40472999999999998,0.32943,0.39881,0.48154000000000002,3.7183000000000002,3.1214,3.6669,4.3371000000000004,54.902999999999999,48.249000000000002,54.686,61.709000000000003,39.064,23.774999999999999,39.189,53.707000000000001,3550.9,3165.1,3548.7,3919,4461.3,3613.9,4370.6000000000004,5405.4,69.492000000000004,51.008000000000003,66.379000000000005,90.599000000000004,1777.8,1447.7,1749.3,2137,5.2354000000000003,3.4722,4.9893000000000001,7.2129000000000003,0.36869000000000002,0.25542999999999999,0.35409000000000002,0.49201,4.1066000000000003,3.6339999999999999,4.0914999999999999,4.5853000000000002,0.30129,0.24801999999999999,0.29431000000000002,0.35677999999999999,20335,17412,20062,23432,2.9062000000000001E-2,2.3570000000000001E-2,2.8060000000000002E-2,3.5103000000000002E-2,0.20713000000000001,0.11791,0.19372,0.31181999999999999,3.3302999999999998,2.4327000000000001,3.0969000000000002,4.4978999999999996]
[195.667,6.2903000000000001E-2,5.3281000000000002E-2,6.1933000000000002E-2,7.3585999999999999E-2,6.2180999999999997,4.7586000000000004,6.1185,7.8650000000000002,44338,38424,44061,50587,20.026,17.478000000000002,20.023,22.565000000000001,51.247999999999998,37.713999999999999,49.902000000000001,66.72,3.0619999999999998,2.5865999999999998,3.0426000000000002,3.5137999999999998,0.20960999999999999,0.17732999999999999,0.20613000000000001,0.24623,18010,15212,17812,20689,6.0469000000000002E-2,4.5351000000000002E-2,5.6446000000000003E-2,7.9784999999999995E-2,1128.9000000000001,924.84,1105.5,1356.5,0.55723,0.37596000000000002,0.53305999999999998,0.76468000000000003,0.40342,0.32696999999999998,0.39834000000000003,0.48191000000000001,3.7136,3.1030000000000002,3.6749999999999998,4.3311000000000002,54.777999999999999,48.100999999999999,54.548000000000002,61.771999999999998,39.063000000000002,23.774999999999999,39.189,53.707000000000001,3548.8,3151.7,3542.2,3930,4469.8999999999996,3582.2,4378.2,5484.1,69.108999999999995,50.487000000000002,66.105000000000004,89.861000000000004,1778.7,1440.2,1752.4,2151,5.2134,3.4336000000000002,4.9774000000000003,7.3391999999999999,0.36717,0.25247000000000003,0.35248000000000002,0.49371999999999999,4.1031000000000004,3.5998000000000001,4.0861000000000001,4.6013999999999999,0.30037000000000003,0.24712999999999999,0.29324,0.35531000000000001,20354,17368,20095,23747,2.9000000000000001E-2,2.3519000000000002E-2,2.8018999999999999E-2,3.5053000000000001E-2,0.20580000000000001,0.11559999999999999,0.19325000000000001,0.30906,3.3159999999999998,2.4215,3.1101999999999999,4.4797000000000002]
[195.75,6.2274000000000003E-2,5.2470000000000003E-2,6.1466E-2,7.2983999999999993E-2,6.2180999999999997,4.7586000000000004,6.1185,7.8650000000000002,43910,37940,43563,50304,19.856999999999999,17.242000000000001,19.847999999999999,22.341000000000001,50.57,37.043999999999997,49.146000000000001,65.66,3.0314000000000001,2.5600999999999998,3.0116000000000001,3.4750000000000001,0.20755000000000001,0.17483000000000001,0.20448,0.24434,17831,15003,17641,20517,5.9747000000000001E-2,4.4491000000000003E-2,5.5876000000000002E-2,7.8909999999999994E-2,1116.7,912.38,1097.2,1344.2,0.54881000000000002,0.36912,0.52405999999999997,0.75607000000000002,0.39906000000000003,0.32106000000000001,0.39284999999999998,0.47564000000000001,3.6758000000000002,3.0613000000000001,3.6417999999999999,4.2769000000000004,54.279000000000003,47.445,53.976999999999997,61.279000000000003,39.06,23.774999999999999,39.189,53.707000000000001,3519.1,3114.4,3515.4,3919.6,4420.8,3525,4330.5,5448.5,68.483999999999995,50.155000000000001,65.093999999999994,89.156000000000006,1758.8,1418.9,1734.7,2137,5.1338999999999997,3.3689,4.8933999999999997,7.1940999999999997,0.36185,0.24926000000000001,0.34639999999999999,0.48721999999999999,4.0675999999999997,3.5547,4.0589000000000004,4.5656999999999996,0.29715000000000003,0.24351999999999999,0.28977000000000003,0.35094999999999998,20159,17127,19908,23647,2.8712000000000001E-2,2.3227999999999999E-2,2.7709999999999999E-2,3.5027999999999997E-2,0.20207,0.11347,0.18823000000000001,0.30509999999999998,3.2761999999999998,2.3898999999999999,3.0707,4.4412000000000003]
[195.833,6.2044000000000002E-2,5.2122000000000002E-2,6.1261999999999997E-2,7.2801000000000005E-2,6.2180999999999997,4.7586000000000004,6.1185,7.8650000000000002,43756,37778,43360,50309,19.815999999999999,17.190999999999999,19.805,22.344000000000001,50.238,36.869999999999997,48.988999999999997,65.653000000000006,3.0204,2.5463,3.0015999999999998,3.472,0.20684,0.17410999999999999,0.20380999999999999,0.24404000000000001,17769,14889,17650,20490,5.9424999999999999E-2,4.4200000000000003E-2,5.5670999999999998E-2,7.8991000000000006E-2,1110.7,901.97,1087.0999999999999,1341.8,0.54420999999999997,0.36586999999999997,0.52119000000000004,0.75322999999999996,0.39715,0.31968000000000002,0.39065,0.47403000000000001,3.6621999999999999,3.0358999999999998,3.6313,4.2644000000000002,54.12,47.048000000000002,53.798000000000002,61.231999999999999,39.061,23.774999999999999,39.189,53.707000000000001,3512.1,3101.3,3509.7,3924.3,4402.1000000000004,3513.8,4301.7,5410.4,68.498000000000005,50.093000000000004,65.197999999999993,89.358999999999995,1750.7,1414.6,1723.3,2129.9,5.0904999999999996,3.3334999999999999,4.8545999999999996,7.1059999999999999,0.35901,0.24673,0.34365000000000001,0.48220000000000002,4.0586000000000002,3.5369000000000002,4.0462999999999996,4.5590999999999999,0.29592000000000002,0.24199999999999999,0.28847,0.35054000000000002,20097,16953,19868,23535,2.8589E-2,2.3112000000000001E-2,2.7692999999999999E-2,3.4895000000000002E-2,0.19980000000000001,0.11162999999999999,0.18545,0.30234,3.2587999999999999,2.3767,3.0569000000000002,4.4019000000000004]
[195.917,6.2066000000000003E-2,5.2194999999999998E-2,6.1339999999999999E-2,7.2763999999999995E-2,6.2180999999999997,4.7586000000000004,6.1185,7.8650000000000002,43798,37716,43489,50313,19.872,17.222000000000001,19.875,22.4,50.164000000000001,36.764000000000003,49.048000000000002,65.965999999999994,3.0219999999999998,2.5430000000000001,3.0026999999999999,3.4742000000000002,0.20713999999999999,0.17410999999999999,0.20419000000000001,0.24464,17792,14911,17656,20550,5.9369999999999999E-2,4.4090999999999998E-2,5.5587999999999999E-2,7.918E-2,1107.3,899.46,1083.8,1337,0.54203999999999997,0.36503000000000002,0.51873000000000002,0.74687999999999999,0.39706000000000002,0.31969999999999998,0.38976,0.47383999999999998,3.6669,3.0316000000000001,3.6387,4.2859999999999996,54.192,47.023000000000003,53.848999999999997,61.258000000000003,39.063000000000002,23.774999999999999,39.189,53.707000000000001,3521.6,3102.3,3520.8,3936.9,4399.7,3506.1,4302.5,5395.4,68.185000000000002,49.82,64.727000000000004,88.831999999999994,1748.9,1417.1,1722.4,2130.9,5.0780000000000003,3.3172999999999999,4.8376999999999999,7.1142000000000003,0.35815000000000002,0.24587999999999999,0.34327999999999997,0.48104000000000002,4.0697000000000001,3.5461999999999998,4.0575999999999999,4.5720999999999998,0.29593000000000003,0.24184,0.28858,0.35055999999999998,20128,17006,19907,23622,2.8608000000000001E-2,2.3118E-2,2.7737000000000001E-2,3.4986000000000003E-2,0.19868,0.11076,0.18451999999999999,0.30076000000000003,3.2532999999999999,2.3771,3.0573000000000001,4.3914]
[196,6.2002000000000002E-2,5.2220999999999997E-2,6.1255999999999998E-2,7.2529999999999997E-2,6.2180999999999997,4.7586000000000004,6.1185,7.8650000000000002,43805,37707,43549,50210,19.914000000000001,17.254999999999999,19.89,22.442,50.034999999999997,36.654000000000003,48.911000000000001,65.847999999999999,3.0196999999999998,2.5436999999999999,3.0019999999999998,3.4674999999999998,0.20727000000000001,0.17418,0.20433999999999999,0.24481,17797,14924,17679,20526,5.9235999999999997E-2,4.4034999999999998E-2,5.5486000000000001E-2,7.8989000000000004E-2,1101.2,893.75,1078.2,1325.4,0.53871999999999998,0.36210999999999999,0.51490000000000002,0.74272000000000005,0.39628000000000002,0.31907999999999997,0.38874999999999998,0.47377000000000002,3.6684999999999999,3.0335000000000001,3.6432000000000002,4.2865000000000002,54.197000000000003,47.018999999999998,53.94,61.195,39.064,23.774999999999999,39.189,53.707000000000001,3528.6,3112.1,3528.5,3939.7,4392.3999999999996,3499.6,4297.2,5374.4,67.683999999999997,49.42,64.304000000000002,88.09,1744.7,1411.4,1718.3,2124.1999999999998,5.0586000000000002,3.3033000000000001,4.8189000000000002,7.0490000000000004,0.35676000000000002,0.24487999999999999,0.34197,0.47833999999999999,4.0778999999999996,3.5497999999999998,4.0647000000000002,4.5773000000000001,0.29554999999999998,0.24138000000000001,0.28828999999999999,0.34975000000000001,20144,17028,19915,23591,2.8601999999999999E-2,2.3113999999999999E-2,2.7712000000000001E-2,3.4953999999999999E-2,0.19722000000000001,0.10987,0.18348,0.29752000000000001,3.2431000000000001,2.3677999999999999,3.0503999999999998,4.3685]
[196.083,6.2075999999999999E-2,5.2350000000000001E-2,6.1287000000000001E-2,7.2437000000000001E-2,6.2180999999999997,4.7586000000000004,6.1185,7.8650000000000002,43926,37906,43653,50251,19.991,17.353000000000002,19.971,22.492999999999999,50.137,36.865000000000002,48.941000000000003,65.701999999999998,3.0236999999999998,2.5541,3.0063,3.4706999999999999,0.20791000000000001,0.17521999999999999,0.20494000000000001,0.24487,17847,15020,17740,20541,5.9330000000000001E-2,4.4165999999999997E-2,5.5528000000000001E-2,7.9005000000000006E-2,1096.5999999999999,893.12,1074.7,1319.5,0.53871999999999998,0.36098000000000002,0.51473999999999998,0.73985999999999996,0.39674999999999999,0.32025999999999999,0.38888,0.47367999999999999,3.6804000000000001,3.0590000000000002,3.6560000000000001,4.2926000000000002,54.298000000000002,47.156999999999996,54.030999999999999,61.165999999999997,39.063000000000002,23.774999999999999,39.189,53.707000000000001,3541.1,3130.1,3542.2,3950.6,4392.6000000000004,3512.5,4301.3,5360.6,67.227999999999994,49.18,63.91,87.534999999999997,1743.6,1414.9,1717.7,2117.8000000000002,5.0743999999999998,3.3277999999999999,4.8284000000000002,7.0448000000000004,0.35752,0.24623999999999999,0.34175,0.47696,4.0941000000000001,3.5739000000000001,4.0803000000000003,4.5837000000000003,0.29598999999999998,0.24242,0.28865000000000002,0.35132999999999998,20193,17090,19966,23586,2.8686E-2,2.3185999999999998E-2,2.7817000000000001E-2,3.4959999999999998E-2,0.19738,0.10994,0.18501999999999999,0.29842999999999997,3.2450999999999999,2.3774000000000002,3.0526,4.3513999999999999]
[196.167,6.2321000000000001E-2,5.2678999999999997E-2,6.132E-2,7.2583999999999996E-2,6.2180999999999997,4.7586000000000004,6.1185,7.8650000000000002,44170,38316,43898,50536,20.09,17.494,20.052,22.587,50.645000000000003,37.264000000000003,49.567999999999998,66.013999999999996,3.0348000000000002,2.5697999999999999,3.016,3.4794999999999998,0.2092,0.17637,0.20613000000000001,0.24629000000000001,17949,15172,17869,20628,5.9795000000000001E-2,4.4595999999999997E-2,5.6050000000000003E-2,7.9376000000000002E-2,1094,894.01,1072.3,1315,0.54478000000000004,0.36353999999999997,0.52107999999999999,0.73999000000000004,0.39903,0.32185999999999998,0.39179000000000003,0.47593999999999997,3.7052999999999998,3.0979000000000001,3.6793999999999998,4.2998000000000003,54.481999999999999,47.395000000000003,54.122,61.274000000000001,39.063000000000002,23.774999999999999,39.189,53.707000000000001,3555.7,3148,3558.5,3959.9,4398.3999999999996,3529.5,4309.7,5355,66.853999999999999,48.985999999999997,63.579000000000001,87.016000000000005,1745.7,1421.6,1720.3,2113.9,5.1539999999999999,3.3738000000000001,4.9221000000000004,7.1463000000000001,0.36219000000000001,0.25052999999999997,0.34767999999999999,0.48408000000000001,4.1158000000000001,3.6029,4.1021000000000001,4.5983999999999998,0.29763000000000001,0.24446999999999999,0.29019,0.35385,20264,17205,20025,23628,2.8896999999999999E-2,2.333E-2,2.7969000000000001E-2,3.5160999999999998E-2,0.20086999999999999,0.11253000000000001,0.18887999999999999,0.30135000000000001,3.2686000000000002,2.3835000000000002,3.0708000000000002,4.3994999999999997]
[196.25,6.2843999999999997E-2,5.3272E-2,6.1829000000000002E-2,7.3220999999999994E-2,6.2180999999999997,4.7586000000000004,6.1185,7.8650000000000002,44565,38938,44342,50730,20.216999999999999,17.655999999999999,20.181000000000001,22.712,51.694000000000003,38.713000000000001,50.741,66.149000000000001,3.0577999999999999,2.5969000000000002,3.0421999999999998,3.5038,0.21135999999999999,0.17885000000000001,0.20793,0.24945000000000001,18118,15375,18010,20784,6.0784999999999999E-2,4.5488000000000001E-2,5.7109E-2,8.1560999999999995E-2,1096.7,898.52,1074.8,1314.4,0.55845,0.37219999999999998,0.53688000000000002,0.75424999999999998,0.40389000000000003,0.32668000000000003,0.39809,0.48163,3.7458999999999998,3.1313,3.7153999999999998,4.3212000000000002,54.808999999999997,47.725999999999999,54.484999999999999,61.451999999999998,39.063000000000002,23.774999999999999,39.189,53.707000000000001,3574,3169.1,3571.9,3970.2,4416.3,3551.6,4325.5,5365.3,66.762,49.097999999999999,63.762999999999998,86.626999999999995,1753.9,1431.6,1729.3,2117.1,5.3060999999999998,3.5206,5.0316999999999998,7.3146000000000004,0.37148999999999999,0.26,0.35854999999999998,0.49364999999999998,4.1441999999999997,3.6404000000000001,4.1321000000000003,4.6165000000000003,0.30092999999999998,0.24829000000000001,0.29375000000000001,0.35815000000000002,20372,17347,20130,23707,2.9273E-2,2.3640999999999999E-2,2.8271000000000001E-2,3.5561000000000002E-2,0.20885000000000001,0.11852,0.19495999999999999,0.3105,3.3227000000000002,2.4211999999999998,3.1124999999999998,4.5354999999999999]
[196.333,6.3617999999999994E-2,5.3829000000000002E-2,6.2744999999999995E-2,7.4586E-2,6.2180999999999997,4.7586000000000004,6.1185,7.8650000000000002,44973,39401,44740,51141,20.324000000000002,17.744,20.309999999999999,22.779,52.460999999999999,39.389000000000003,51.456000000000003,66.930000000000007,3.0958000000000001,2.6440999999999999,3.0741999999999998,3.5329000000000002,0.21321000000000001,0.18068000000000001,0.21074999999999999,0.25095000000000001,18287,15562,18112,20832,6.166E-2,4.6281999999999997E-2,5.7818000000000001E-2,8.2232E-2,1125.2,931.58,1105.2,1346.6,0.57003000000000004,0.38388,0.54630999999999996,0.76985000000000003,0.40916999999999998,0.33349000000000001,0.40349000000000002,0.48753999999999997,3.7789999999999999,3.1793999999999998,3.7385999999999999,4.3582000000000001,55.341000000000001,48.588999999999999,55.05,61.936,39.063000000000002,23.774999999999999,39.189,53.707000000000001,3596,3197.2,3592.9,3978.9,4496.3999999999996,3628.3,4389.1000000000004,5493.2,69.239000000000004,51.186,67.013999999999996,91.156000000000006,1787.9,1453.5,1765.8,2133.4,5.3837999999999999,3.5872000000000002,5.1265000000000001,7.4080000000000004,0.37735999999999997,0.26504,0.36115000000000003,0.49792999999999998,4.1661999999999999,3.6718000000000002,4.1520000000000001,4.6231999999999998,0.30470999999999998,0.25268000000000002,0.29748999999999998,0.36192000000000002,20581,17603,20278,23781,2.9593000000000001E-2,2.3918999999999999E-2,2.8587999999999999E-2,3.6162E-2,0.21357000000000001,0.12225,0.19916,0.31335000000000002,3.3719999999999999,2.4914999999999998,3.1530999999999998,4.5895000000000001]
[196.417,6.3754000000000005E-2,5.4184999999999997E-2,6.2665999999999999E-2,7.4460999999999999E-2,6.2180999999999997,4.7586000000000004,6.1185,7.8650000000000002,44891,39259,44635,51036,20.260999999999999,17.75,20.248000000000001,22.702000000000002,52.177,39.411999999999999,51.075000000000003,66.691999999999993,3.0998000000000001,2.6572,3.0724999999999998,3.5386000000000002,0.21254999999999999,0.18015999999999999,0.20921999999999999,0.24978,18241,15526,18050,20768,6.1563E-2,4.6295000000000003E-2,5.7730999999999998E-2,8.2044000000000006E-2,1141.2,949.46,1119.9000000000001,1359.3,0.56977,0.38733000000000001,0.54696,0.77346000000000004,0.40928999999999999,0.33473000000000003,0.40165000000000001,0.48466999999999999,3.7646000000000002,3.1623000000000001,3.7155,4.3273999999999999,55.396000000000001,48.872,55.052,61.884,39.064,23.774999999999999,39.189,53.707000000000001,3587.7,3198.2,3583,3952.2,4503,3647.2,4390.8,5460.7,71.412000000000006,51.994,68.162999999999997,94.703999999999994,1794.5,1463,1767.8,2138.6,5.3353000000000002,3.5722999999999998,5.0803000000000003,7.2558999999999996,0.37502999999999997,0.26412000000000002,0.35992000000000002,0.49303999999999998,4.1520000000000001,3.6600999999999999,4.1399999999999997,4.6100000000000003,0.30474000000000001,0.25252000000000002,0.29654000000000003,0.36108000000000001,20542,17617,20234,23674,2.9482999999999999E-2,2.3833E-2,2.8579E-2,3.6117999999999997E-2,0.21163999999999999,0.12119000000000001,0.19725000000000001,0.30978,3.3729,2.4931000000000001,3.1671,4.5666000000000002]
[196.5,6.3135999999999998E-2,5.3844000000000003E-2,6.2101000000000003E-2,7.3587E-2,6.2180999999999997,4.7586000000000004,6.1185,7.8650000000000002,44417,38900,44207,50467,20.047999999999998,17.596,19.997,22.439,51.392000000000003,38.968000000000004,50.095999999999997,65.501000000000005,3.0682,2.6358000000000001,3.0350999999999999,3.5022000000000002,0.21010000000000001,0.17843000000000001,0.20671999999999999,0.24604999999999999,18034,15410,17837,20619,6.08E-2,4.5859999999999998E-2,5.6996999999999999E-2,8.1391000000000005E-2,1133.2,947.97,1111,1345.5,0.56171000000000004,0.38147999999999999,0.53842000000000001,0.76593,0.40468999999999999,0.33212999999999998,0.39787,0.47957,3.7191000000000001,3.1278000000000001,3.6648999999999998,4.2796000000000003,54.878999999999998,48.433999999999997,54.552999999999997,61.298999999999999,39.064,23.774999999999999,39.189,53.707000000000001,3551.2,3193.2,3546.3,3902.9,4450.8,3597.7,4342.1000000000004,5400.6,71.043000000000006,51.604999999999997,68.378,94.79,1775.5,1453.8,1746.4,2115.1999999999998,5.2416999999999998,3.5116999999999998,5.0067000000000004,7.1680000000000001,0.36899999999999999,0.25978000000000001,0.35315999999999997,0.48464000000000002,4.1074000000000002,3.6286999999999998,4.0955000000000004,4.5614999999999997,0.30145,0.25030999999999998,0.29354999999999998,0.35693000000000003,20310,17414,20036,23348,2.9121000000000001E-2,2.3571000000000002E-2,2.8244999999999999E-2,3.5632999999999998E-2,0.20746999999999999,0.11905,0.19220999999999999,0.30368000000000001,3.3349000000000002,2.4601000000000002,3.1324999999999998,4.5236000000000001]
[196.583,6.2884999999999996E-2,5.3546000000000003E-2,6.1848E-2,7.3119000000000003E-2,6.2180999999999997,4.7586000000000004,6.1185,7.8650000000000002,44241,38694,43978,50373,19.981000000000002,17.562999999999999,19.891999999999999,22.373000000000001,51.106000000000002,38.648000000000003,49.747,65.069999999999993,3.0579999999999998,2.6206999999999998,3.0293999999999999,3.5057,0.20927999999999999,0.17838999999999999,0.20596,0.24593999999999999,17969,15317,17809,20562,6.0463999999999997E-2,4.5497999999999997E-2,5.6552999999999999E-2,8.0155000000000004E-2,1130.7,946,1107.5,1348.7,0.55781999999999998,0.37969999999999998,0.53605000000000003,0.76156000000000001,0.40261999999999998,0.32918999999999998,0.39594000000000001,0.47614000000000001,3.7046999999999999,3.1280000000000001,3.6551,4.2743000000000002,54.673000000000002,48.411999999999999,54.436,60.944000000000003,39.064,23.774999999999999,39.189,53.707000000000001,3540.9,3167,3534.5,3897.6,4450.5,3591.6,4344.8999999999996,5405,70.772999999999996,51.228000000000002,67.715000000000003,94.941000000000003,1774.4,1449.3,1746.3,2121,5.2011000000000003,3.4790000000000001,4.9580000000000002,7.1673,0.36638999999999999,0.25668999999999997,0.34955000000000003,0.48521999999999998,4.0932000000000004,3.6295000000000002,4.0784000000000002,4.5570000000000004,0.30005999999999999,0.24972,0.29243000000000002,0.35511999999999999,20272,17356,20014,23287,2.8985E-2,2.3522000000000001E-2,2.8080000000000001E-2,3.5442000000000001E-2,0.20548,0.11849999999999999,0.18998000000000001,0.30001,3.3148,2.4310999999999998,3.1135999999999999,4.4920999999999998]
[196.667,6.2690999999999997E-2,5.3420000000000002E-2,6.1630999999999998E-2,7.2874999999999995E-2,6.2180999999999997,4.7586000000000004,6.1185,7.8650000000000002,44136,38465,43919,50315,19.957999999999998,17.523,19.824999999999999,22.349,50.914000000000001,38.409999999999997,49.533000000000001,64.540999999999997,3.0514000000000001,2.6078999999999999,3.0232000000000001,3.5057,0.20888000000000001,0.17785000000000001,0.20563000000000001,0.24589,17938,15253,17767,20681,6.0213000000000003E-2,4.5280000000000001E-2,5.6038999999999999E-2,7.9542000000000002E-2,1126.3,938.33,1103.9000000000001,1352,0.55408999999999997,0.37811,0.53391,0.75812000000000002,0.40105000000000002,0.32746999999999998,0.39550999999999997,0.47432000000000002,3.698,3.1208,3.6583999999999999,4.2782,54.552999999999997,48.363,54.317,61.100999999999999,39.063000000000002,23.774999999999999,39.189,53.707000000000001,3537.9,3167.8,3530.7,3907.2,4455.1000000000004,3584.4,4332.6000000000004,5374.4,70.463999999999999,50.841000000000001,67.180999999999997,94.058000000000007,1774.3,1444.9,1745.6,2143.1,5.1722999999999999,3.4544999999999999,4.9282000000000004,7.13,0.36446000000000001,0.25533,0.34847,0.48470999999999997,4.0884,3.6225000000000001,4.0766999999999998,4.5640999999999998,0.29899999999999999,0.24872,0.29163,0.35341,20276,17358,20002,23347,2.8905E-2,2.3480999999999998E-2,2.7994000000000002E-2,3.5402000000000003E-2,0.20377000000000001,0.11726,0.18945999999999999,0.29755999999999999,3.2974999999999999,2.4148999999999998,3.1049000000000002,4.4690000000000003]
[196.75,6.2047999999999999E-2,5.2824000000000003E-2,6.1036E-2,7.2117000000000001E-2,6.2180999999999997,4.7586000000000004,6.1185,7.8650000000000002,43693,37897,43405,50020,19.785,17.376000000000001,19.637,22.173999999999999,50.219000000000001,37.735999999999997,48.98,63.884,3.0198999999999998,2.5821000000000001,2.9870000000000001,3.4780000000000002,0.20676,0.17582,0.20377999999999999,0.24368000000000001,17753,15047,17579,20548,5.9478000000000003E-2,4.4658999999999997E-2,5.5482999999999998E-2,7.8591999999999995E-2,1113.7,918.42,1091.8,1341.5,0.54537999999999998,0.37232999999999999,0.52464999999999995,0.74639,0.39637,0.32433000000000001,0.39018999999999998,0.46858,3.6591,3.0907,3.6255999999999999,4.2477999999999998,54.045000000000002,47.701999999999998,53.78,60.927,39.057000000000002,23.774999999999999,39.189,53.707000000000001,3507.4,3131.9,3498.6,3892.6,4405.2,3526.6,4280.8999999999996,5301.5,69.637,49.963999999999999,66.721999999999994,93.09,1753.8,1435.2,1725.7,2119.8000000000002,5.0907,3.4188000000000001,4.8585000000000003,7.0533000000000001,0.35898999999999998,0.25325999999999999,0.34483000000000003,0.47770000000000001,4.0521000000000003,3.581,4.0328999999999997,4.532,0.29570000000000002,0.24562,0.28821999999999998,0.34921000000000002,20077,17185,19833,23197,2.8582E-2,2.3216000000000001E-2,2.7716999999999999E-2,3.5068000000000002E-2,0.19991999999999999,0.11552,0.18615000000000001,0.29258000000000001,3.2557,2.3805999999999998,3.0686,4.4010999999999996]
[196.833,6.1807000000000001E-2,5.2512000000000003E-2,6.0854999999999999E-2,7.2079000000000004E-2,6.2180999999999997,4.7586000000000004,6.1185,7.8650000000000002,43542,37617,43197,50003,19.742999999999999,17.37,19.571999999999999,22.15,49.874000000000002,37.518999999999998,48.68,63.244999999999997,3.0083000000000002,2.573,2.9799000000000002,3.4775999999999998,0.20604,0.17518,0.20352000000000001,0.24302000000000001,17688,15046,17508,20446,5.9131000000000003E-2,4.4430999999999998E-2,5.5121000000000003E-2,7.8211000000000003E-2,1107.4000000000001,910.99,1088.5999999999999,1330.8,0.54025000000000001,0.36758999999999997,0.51702999999999999,0.73973,0.39439999999999997,0.32290000000000002,0.38784000000000002,0.47044000000000002,3.645,3.0699000000000001,3.6069,4.2454999999999998,53.883000000000003,47.634,53.581000000000003,60.887999999999998,39.058999999999997,23.774999999999999,39.189,53.707000000000001,3500.1,3118.2,3488.1,3901.8,4385,3512.8,4265.6000000000004,5298.8,69.451999999999998,50.005000000000003,66.394999999999996,92.522999999999996,1745.2,1424.3,1717.3,2105.8000000000002,5.0454999999999997,3.3902999999999999,4.8268000000000004,7.0027999999999997,0.35603000000000001,0.25117,0.34159,0.47639999999999999,4.0427999999999997,3.5655999999999999,4.0199999999999996,4.5381999999999998,0.29435,0.24460000000000001,0.28738000000000002,0.34747,20015,17121,19748,23119,2.8459000000000002E-2,2.3091E-2,2.7625E-2,3.5004E-2,0.19753000000000001,0.11459,0.18365000000000001,0.29104000000000002,3.2345999999999999,2.3649,3.0575999999999999,4.3757999999999999]
[196.917,6.1823999999999997E-2,5.2547000000000003E-2,6.1041999999999999E-2,7.1932999999999997E-2,6.2180999999999997,4.7586000000000004,6.1185,7.8650000000000002,43587,37600,43235,50121,19.797000000000001,17.448,19.637,22.189,49.786999999999999,37.576999999999998,48.576999999999998,63.008000000000003,3.0095999999999998,2.5775000000000001,2.9746000000000001,3.4838,0.20630999999999999,0.17546,0.20352999999999999,0.24349999999999999,17708,15069,17516,20450,5.9064999999999999E-2,4.4486999999999999E-2,5.5072999999999997E-2,7.8122999999999998E-2,1104.2,907.33,1084.7,1325.8,0.53786999999999996,0.36441000000000001,0.51432999999999995,0.73577000000000004,0.39416000000000001,0.32307000000000002,0.38794000000000001,0.47144999999999998,3.6492,3.0733000000000001,3.6080000000000001,4.2534999999999998,53.956000000000003,47.658999999999999,53.743000000000002,60.889000000000003,39.064,23.774999999999999,39.189,53.707000000000001,3509.3,3126.1,3499.7,3908.9,4382.3,3517.4,4265.3999999999996,5285.4,69.180999999999997,49.841999999999999,66.134,91.950999999999993,1743.3,1425.4,1715.6,2101.3000000000002,5.0308999999999999,3.3843999999999999,4.8211000000000004,6.9703999999999997,0.35504000000000002,0.25108000000000003,0.33995999999999998,0.47442000000000001,4.0533999999999999,3.5737999999999999,4.0292000000000003,4.5491999999999999,0.29431000000000002,0.24457999999999999,0.28781000000000001,0.34698000000000001,20043,17143,19769,23142,2.8472000000000001E-2,2.3167E-2,2.7642E-2,3.4995999999999999E-2,0.1963,0.11403000000000001,0.18192,0.29271000000000003,3.2284000000000002,2.3612000000000002,3.0507,4.3663999999999996]
[197,6.1756999999999999E-2,5.2511000000000002E-2,6.0947000000000001E-2,7.1747000000000005E-2,6.2180999999999997,4.7586000000000004,6.1185,7.8650000000000002,43592,37661,43203,50115,19.838000000000001,17.492999999999999,19.675999999999998,22.234000000000002,49.651000000000003,37.484999999999999,48.475000000000001,62.875999999999998,3.0070999999999999,2.5777000000000001,2.9731999999999998,3.4796,0.20641999999999999,0.17574999999999999,0.20369999999999999,0.24340000000000001,17713,15069,17508,20446,5.8922000000000002E-2,4.4448000000000001E-2,5.4951E-2,7.7816999999999997E-2,1098,902.46,1079,1316.9,0.53449000000000002,0.36136000000000001,0.51095999999999997,0.73124999999999996,0.39337,0.32262000000000002,0.38671,0.47106999999999999,3.6505000000000001,3.0756000000000001,3.6141999999999999,4.2488000000000001,53.959000000000003,47.72,53.8,60.781999999999996,39.063000000000002,23.774999999999999,39.189,53.707000000000001,3516.2,3136.4,3504.8,3917.1,4374.8,3514.4,4259.2,5270.7,68.653999999999996,49.484999999999999,65.649000000000001,91.12,1738.9,1423.6,1710.9,2094.6999999999998,5.0105000000000004,3.3727,4.8010999999999999,6.9196,0.35359000000000002,0.25041999999999998,0.33812999999999999,0.47116999999999998,4.0613999999999999,3.5808,4.0343,4.5549999999999997,0.29388999999999998,0.24460999999999999,0.28743999999999997,0.34555999999999998,20058,17146,19797,23159,2.8464E-2,2.3179999999999999E-2,2.7636000000000001E-2,3.4943000000000002E-2,0.1948,0.11312,0.17993999999999999,0.29199999999999998,3.2172999999999998,2.3555000000000001,3.0377999999999998,4.3414000000000001]
[197.083,6.1853999999999999E-2,5.2644000000000003E-2,6.1012999999999998E-2,7.1707000000000007E-2,6.2180999999999997,4.7586000000000004,6.1185,7.8650000000000002,43732,37829,43348,50298,19.920000000000002,17.571999999999999,19.754999999999999,22.306000000000001,49.807000000000002,37.652000000000001,48.542000000000002,63.497999999999998,3.0123000000000002,2.5840000000000001,2.9773000000000001,3.4792000000000001,0.20716000000000001,0.17660999999999999,0.20448,0.24381,17771,15144,17579,20487,5.9054000000000002E-2,4.4611999999999999E-2,5.5010000000000003E-2,7.8061000000000005E-2,1093.7,900.45,1074.4000000000001,1309.8,0.53534000000000004,0.36202000000000001,0.51148000000000005,0.73175999999999997,0.39412999999999998,0.32308999999999999,0.38655,0.47189999999999999,3.6644000000000001,3.0918000000000001,3.6240999999999999,4.2645999999999997,54.075000000000003,47.893999999999998,53.884999999999998,60.847999999999999,39.064,23.774999999999999,39.189,53.707000000000001,3529.2,3154.6,3516.5,3925.6,4376,3524.6,4262.3,5267,68.198999999999998,49.246000000000002,65.203000000000003,90.317999999999998,1738.4,1425.7,1712.2,2088.9,5.0349000000000004,3.3927,4.7941000000000003,6.9610000000000003,0.35487999999999997,0.25041999999999998,0.33926000000000001,0.47088000000000002,4.0787000000000004,3.6042999999999998,4.0547000000000004,4.5632000000000001,0.29448999999999997,0.24521000000000001,0.28804000000000002,0.34583999999999998,20111,17243,19856,23205,2.8563000000000002E-2,2.3248999999999999E-2,2.7737999999999999E-2,3.4958000000000003E-2,0.19538,0.11262,0.1799,0.29429,3.2216,2.3593000000000002,3.0430999999999999,4.3417000000000003]
[197.167,6.2122999999999998E-2,5.2927000000000002E-2,6.1259000000000001E-2,7.2234000000000007E-2,6.2180999999999997,4.7586000000000004,6.1185,7.8650000000000002,43999,38251,43594,50621,20.021000000000001,17.68,19.863,22.385999999999999,50.377000000000002,37.926000000000002,49.045999999999999,64.397999999999996,3.0246,2.6015999999999999,2.9912999999999998,3.4870999999999999,0.20854,0.17777000000000001,0.20541000000000001,0.24465999999999999,17881,15256,17722,20586,5.9560000000000002E-2,4.5068999999999998E-2,5.5434999999999998E-2,7.8424999999999995E-2,1091.3,900.28,1072.3,1306,0.54244999999999999,0.36525000000000002,0.51900999999999997,0.74114000000000002,0.39671000000000001,0.32523000000000002,0.38966000000000001,0.47316000000000003,3.6913,3.1240999999999999,3.6486999999999998,4.2849000000000004,54.271999999999998,48.183999999999997,54.097000000000001,60.97,39.064,23.774999999999999,39.189,53.707000000000001,3544.1,3176.1,3532,3933.7,4382.6000000000004,3541.2,4270.6000000000004,5266.6,67.822000000000003,49.036999999999999,64.813999999999993,89.631,1741,1431.4,1715.2,2088,5.1257999999999999,3.4196,4.8948999999999998,7.0814000000000004,0.36022999999999999,0.25424999999999998,0.34401999999999999,0.48049999999999998,4.1013999999999999,3.6349,4.0782999999999996,4.5843999999999996,0.29630000000000001,0.24707999999999999,0.28993999999999998,0.34638999999999998,20184,17348,19934,23256,2.8792999999999999E-2,2.3387999999999999E-2,2.7923E-2,3.5076999999999997E-2,0.19941,0.11416999999999999,0.18410000000000001,0.30114999999999997,3.2473000000000001,2.3721999999999999,3.0752000000000002,4.3888999999999996]
[197.25,6.2676999999999997E-2,5.3454000000000002E-2,6.1742999999999999E-2,7.3050000000000004E-2,6.2180999999999997,4.7586000000000004,6.1185,7.8650000000000002,44424,38755,44111,50935,20.149999999999999,17.821000000000002,20.004999999999999,22.504000000000001,51.491999999999997,38.555,50.04,66.397000000000006,3.0489999999999999,2.6221999999999999,3.0146999999999999,3.5156000000000001,0.21079999999999999,0.17984,0.20741999999999999,0.24743000000000001,18058,15443,17912,20747,6.0594000000000002E-2,4.5703000000000001E-2,5.6397999999999997E-2,8.0252000000000004E-2,1094.8,903.61,1077.7,1311.8,0.55713000000000001,0.37287999999999999,0.53258000000000005,0.76419999999999999,0.40201999999999999,0.32912999999999998,0.39501999999999998,0.47913,3.7341000000000002,3.1558000000000002,3.6833999999999998,4.3319999999999999,54.628,48.546999999999997,54.482999999999997,61.286000000000001,39.064,23.774999999999999,39.189,53.707000000000001,3562.5,3198.3,3550.4,3942.7,4400.8,3564.9,4296.7,5284.4,67.790000000000006,49.228000000000002,64.775000000000006,89.372,1750.1,1438.6,1724.9,2099.3000000000002,5.2884000000000002,3.5051000000000001,5.0133000000000001,7.2727000000000004,0.37025999999999998,0.26119999999999999,0.35348000000000002,0.49571999999999999,4.1306000000000003,3.6688999999999998,4.1074999999999999,4.6104000000000003,0.29982999999999999,0.24976000000000001,0.29346,0.34999000000000002,20289,17452,20019,23328,2.9190000000000001E-2,2.3727000000000002E-2,2.8333000000000001E-2,3.5528999999999998E-2,0.20799999999999999,0.11959,0.19298000000000001,0.31291000000000002,3.3048999999999999,2.4064000000000001,3.1004999999999998,4.4848999999999997]
[197.333,6.3500000000000001E-2,5.4130999999999999E-2,6.2617999999999993E-2,7.3957999999999996E-2,6.2180999999999997,4.7586000000000004,6.1185,7.8650000000000002,44852,39301,44380,51175,20.263000000000002,17.986999999999998,20.12,22.559000000000001,52.325000000000003,39.076999999999998,50.719000000000001,66.897000000000006,3.0891999999999999,2.6511,3.0606,3.5636999999999999,0.21271999999999999,0.18151,0.20918999999999999,0.25013000000000002,18241,15604,18068,20948,6.1515E-2,4.6155000000000002E-2,5.7265999999999997E-2,8.2014000000000004E-2,1124.0999999999999,933.71,1110.3,1346,0.56943999999999995,0.38057000000000002,0.54266000000000003,0.7843,0.40805000000000002,0.33324999999999999,0.4,0.48518,3.7694000000000001,3.1937000000000002,3.7280000000000002,4.3898000000000001,55.241999999999997,49.167000000000002,54.954999999999998,61.816000000000003,39.064,23.774999999999999,39.189,53.707000000000001,3585.1,3221.3,3572.2,3972.4,4485.8999999999996,3636,4399.8999999999996,5396.1,69.927999999999997,50.877000000000002,66.841999999999999,91.926000000000002,1785.4,1458.1,1761.5,2137.3000000000002,5.3731,3.5468999999999999,5.1086999999999998,7.4602000000000004,0.37665999999999999,0.26425999999999999,0.35853000000000002,0.50434999999999997,4.1539999999999999,3.7025999999999999,4.1349999999999998,4.6234999999999999,0.30391000000000001,0.25341000000000002,0.29704999999999998,0.35299000000000003,20509,17695,20256,23433,2.9475999999999999E-2,2.3902E-2,2.8598999999999999E-2,3.5575000000000002E-2,0.21310999999999999,0.12048,0.19696,0.32008999999999999,3.3624999999999998,2.4556,3.1494,4.5679999999999996]
[197.417,6.3670000000000004E-2,5.4496000000000003E-2,6.2639E-2,7.3715000000000003E-2,6.2180999999999997,4.7586000000000004,6.1185,7.8650000000000002,44844,39374,44313,51246,20.234999999999999,18.004000000000001,20.117000000000001,22.530999999999999,52.119,38.851999999999997,50.531999999999996,66.709999999999994,3.0947,2.6558000000000002,3.0682999999999998,3.5724999999999998,0.21235999999999999,0.18081,0.20862,0.25039,18221,15551,18047,20964,6.1462999999999997E-2,4.6221999999999999E-2,5.7505000000000001E-2,8.1722000000000003E-2,1136.4000000000001,935.06,1123.5,1366,0.56927000000000005,0.38321,0.54327000000000003,0.78330999999999995,0.40858,0.33431,0.40117000000000003,0.48591000000000001,3.7605,3.1783000000000001,3.7185999999999999,4.3924000000000003,55.417999999999999,49.276000000000003,55.082999999999998,62.104999999999997,39.064,23.774999999999999,39.189,53.707000000000001,3582.3,3227.7,3567.7,3964.2,4491.8999999999996,3633.5,4409.8999999999996,5455.2,71.070999999999998,51.814999999999998,67.730999999999995,92.334000000000003,1790.6,1465.4,1764.5,2144.8000000000002,5.3361999999999998,3.5186000000000002,5.0667,7.4276999999999997,0.37492999999999999,0.26140999999999998,0.35713,0.50302999999999998,4.1468999999999996,3.6998000000000002,4.1265000000000001,4.6067,0.30420999999999998,0.25302999999999998,0.29796,0.35315999999999997,20488,17690,20303,23385,2.9397E-2,2.3781E-2,2.8503000000000001E-2,3.5528999999999998E-2,0.21157999999999999,0.11985,0.19547999999999999,0.31724000000000002,3.3641999999999999,2.4777,3.1596000000000002,4.5403000000000002]
[197.5,6.3143000000000005E-2,5.3914999999999998E-2,6.2192999999999998E-2,7.2845999999999994E-2,6.2180999999999997,4.7586000000000004,6.1185,7.8650000000000002,44435,38927,43921,50797,20.045999999999999,17.779,19.963000000000001,22.385000000000002,51.414999999999999,38.341000000000001,49.808999999999997,66.028999999999996,3.0676000000000001,2.6339000000000001,3.0400999999999998,3.5579000000000001,0.21016000000000001,0.17804,0.20701,0.24847,18037,15428,17913,20845,6.0783999999999998E-2,4.5718000000000002E-2,5.7031999999999999E-2,8.0604999999999996E-2,1130.9000000000001,926.28,1117.5999999999999,1360.9,0.56223999999999996,0.37952000000000002,0.53559999999999997,0.77356999999999998,0.40459000000000001,0.33226,0.39733000000000002,0.48061999999999999,3.7198000000000002,3.1412,3.6760999999999999,4.3776000000000002,54.975999999999999,48.820999999999998,54.640999999999998,61.786999999999999,39.064,23.774999999999999,39.189,53.707000000000001,3550.1,3191,3540.3,3922.7,4446.2,3605.7,4370.8999999999996,5368.4,70.778000000000006,51.405000000000001,67.825999999999993,92.123999999999995,1773.9,1445.6,1753.2,2128.5,5.2508999999999997,3.4702000000000002,4.9977999999999998,7.3365,0.36953000000000003,0.25906000000000001,0.35183999999999999,0.50133000000000005,4.1071999999999997,3.6495000000000002,4.0873999999999997,4.5810000000000004,0.30131999999999998,0.24898000000000001,0.29505999999999999,0.35099999999999998,20283,17485,20163,23152,2.9066999999999999E-2,2.3512000000000002E-2,2.8170000000000001E-2,3.5125999999999998E-2,0.20780000000000001,0.11794,0.19253999999999999,0.31314999999999998,3.3311000000000002,2.4297,3.1196999999999999,4.4776999999999996]
[197.583,6.2979999999999994E-2,5.3587999999999997E-2,6.2251000000000001E-2,7.2567999999999994E-2,6.2180999999999997,4.7586000000000004,6.1185,7.8650000000000002,44312,38868,43961,50667,19.998000000000001,17.695,19.951000000000001,22.404,51.207000000000001,38.015000000000001,49.482999999999997,66.647000000000006,3.0613999999999999,2.6206999999999998,3.0284,3.5508999999999999,0.20957000000000001,0.17745,0.20607,0.24732000000000001,17991,15349,17804,20890,6.053E-2,4.5437999999999999E-2,5.6834999999999997E-2,8.0382999999999996E-2,1130.8,924.23,1115,1366.3,0.55979000000000001,0.37706000000000001,0.53410000000000002,0.77078000000000002,0.40333000000000002,0.32961000000000001,0.39645999999999998,0.48697000000000001,3.7094999999999998,3.1257999999999999,3.661,4.3817000000000004,54.843000000000004,48.438000000000002,54.503999999999998,61.86,39.063000000000002,23.774999999999999,39.189,53.707000000000001,3542.8,3181.6,3533.6,3924.1,4448.3,3581.6,4377.3,5400.7,70.674999999999997,51.32,68.013000000000005,91.397000000000006,1773.8,1443.8,1754.6,2158.4,5.2202999999999999,3.4258999999999999,4.9336000000000002,7.3338000000000001,0.36760999999999999,0.25616,0.34933999999999998,0.50185000000000002,4.0970000000000004,3.6364000000000001,4.0777000000000001,4.5709,0.30036000000000002,0.24784,0.29398999999999997,0.35242000000000001,20261,17497,20179,23178,2.8969999999999999E-2,2.3348000000000001E-2,2.8098000000000001E-2,3.5263999999999997E-2,0.20629,0.11623,0.19102,0.31419000000000002,3.3201999999999998,2.4251999999999998,3.1196999999999999,4.4516]
[197.667,6.2868999999999994E-2,5.3115000000000002E-2,6.2183000000000002E-2,7.2816000000000006E-2,6.2180999999999997,4.7586000000000004,6.1185,7.8650000000000002,44245,38719,44002,50565,19.997,17.611999999999998,20,22.436,51.118000000000002,37.793999999999997,49.249000000000002,66.974999999999994,3.0590999999999999,2.6055999999999999,3.0177,3.5674999999999999,0.20941000000000001,0.17759,0.20594999999999999,0.24772,17984,15319,17803,20911,6.0349E-2,4.5165999999999998E-2,5.6730000000000003E-2,7.9727000000000006E-2,1128.4000000000001,914.14,1112.9000000000001,1366.3,0.55747000000000002,0.37513999999999997,0.53073999999999999,0.77020999999999995,0.40239000000000003,0.32847999999999999,0.39489000000000002,0.49096000000000001,3.7084000000000001,3.1217999999999999,3.6509999999999998,4.4217000000000004,54.777999999999999,48.237000000000002,54.465000000000003,61.951999999999998,39.064,23.774999999999999,39.189,53.707000000000001,3543.9,3178.5,3540,3921.9,4462.6000000000004,3571.3,4364.3999999999996,5485.4,70.367999999999995,51.103999999999999,67.625,91.625,1777,1437,1750.9,2187.4,5.2031999999999998,3.4081000000000001,4.9328000000000003,7.3711000000000002,0.36645,0.25392999999999999,0.34843000000000002,0.50404000000000004,4.0968,3.6313,4.0785999999999998,4.5774999999999997,0.29971999999999999,0.24678,0.29408000000000001,0.35339999999999999,20299,17454,20168,23433,2.8934000000000001E-2,2.3265999999999998E-2,2.8126999999999999E-2,3.5242000000000002E-2,0.20513999999999999,0.11471000000000001,0.18942999999999999,0.31165999999999999,3.3079000000000001,2.4165000000000001,3.1099000000000001,4.4523999999999999]
[197.75,6.2301000000000002E-2,5.2199000000000002E-2,6.1469999999999997E-2,7.2483000000000006E-2,6.2180999999999997,4.7586000000000004,6.1185,7.8650000000000002,43860,38231,43526,50381,19.847999999999999,17.405000000000001,19.901,22.29,50.503,37.435000000000002,48.750999999999998,66.941000000000003,3.0314999999999999,2.5617000000000001,2.9899,3.5424000000000002,0.20755999999999999,0.17524999999999999,0.20366999999999999,0.24623999999999999,17823,15138,17614,20761,5.9680999999999998E-2,4.4360999999999998E-2,5.6132000000000001E-2,7.9100000000000004E-2,1116.9000000000001,899.74,1097.2,1365.4,0.54959999999999998,0.36947999999999998,0.52281,0.75887000000000004,0.39826,0.32295000000000001,0.39094000000000001,0.49115999999999999,3.6745000000000001,3.0907,3.6150000000000002,4.4036,54.326999999999998,47.517000000000003,54.055999999999997,61.438000000000002,39.061999999999998,23.774999999999999,39.189,53.707000000000001,3517.7,3135.6,3516.6,3907.1,4420.5,3523.4,4321.6000000000004,5478,69.629000000000005,50.408000000000001,66.87,90.588999999999999,1759.5,1421.7,1729.5,2154.6999999999998,5.1300999999999997,3.3517999999999999,4.8639000000000001,7.2831999999999999,0.36154999999999998,0.24922,0.34387000000000001,0.50151999999999997,4.0655999999999999,3.6006999999999998,4.0548000000000002,4.5598000000000001,0.29682999999999998,0.24448,0.29058,0.35367999999999999,20131,17258,20010,23347,2.8657999999999999E-2,2.3005999999999999E-2,2.7792000000000001E-2,3.5071999999999999E-2,0.20166000000000001,0.11187999999999999,0.18658,0.30757000000000001,3.27,2.3837999999999999,3.0695000000000001,4.4116]
[197.833,6.2106000000000001E-2,5.1916999999999998E-2,6.1242999999999999E-2,7.2551000000000004E-2,6.2180999999999997,4.7586000000000004,6.1185,7.8650000000000002,43732,37996,43432,50316,19.824000000000002,17.382999999999999,19.931999999999999,22.291,50.210999999999999,37.259,48.393000000000001,66.528000000000006,3.0222000000000002,2.5423,2.9885999999999999,3.5539999999999998,0.20702000000000001,0.17484,0.20337,0.24664,17774,15141,17566,20663,5.9385E-2,4.4082999999999997E-2,5.5828999999999997E-2,7.8729999999999994E-2,1111.2,892.37,1093.2,1358.9,0.54503000000000001,0.36453000000000002,0.51922000000000001,0.75602000000000003,0.39661999999999997,0.32018999999999997,0.38857000000000003,0.49280000000000002,3.6638999999999999,3.0762999999999998,3.6059000000000001,4.3922999999999996,54.204999999999998,47.197000000000003,53.857999999999997,61.375,39.063000000000002,23.774999999999999,39.189,53.707000000000001,3513.4,3123.1,3512,3906.6,4403.6000000000004,3508,4292.8,5467.1,69.218000000000004,50.554000000000002,66.533000000000001,89.510999999999996,1752.4,1410.8,1721.4,2140.6999999999998,5.0909000000000004,3.3199000000000001,4.8232999999999997,7.2683,0.35898000000000002,0.24679999999999999,0.34256999999999999,0.49868000000000001,4.0598999999999998,3.5754999999999999,4.0467000000000004,4.5736999999999997,0.29572999999999999,0.24284,0.28925000000000001,0.35446,20086,17147,19920,23397,2.8556999999999999E-2,2.2924E-2,2.7668999999999999E-2,3.4930000000000003E-2,0.19952,0.11013000000000001,0.18410000000000001,0.30468000000000001,3.2530000000000001,2.3683000000000001,3.0600999999999998,4.3955000000000002]
[197.917,6.2156000000000003E-2,5.1990000000000001E-2,6.1216E-2,7.2607000000000005E-2,6.2180999999999997,4.7586000000000004,6.1185,7.8650000000000002,43788,38077,43437,50386,19.885000000000002,17.449000000000002,20.02,22.346,50.173999999999999,37.316000000000003,48.405999999999999,66.335999999999999,3.0249999999999999,2.5442999999999998,2.9923000000000002,3.5533999999999999,0.2074,0.17474000000000001,0.20326,0.24743999999999999,17804,15138,17635,20789,5.9361999999999998E-2,4.4058E-2,5.5821999999999997E-2,7.8736E-2,1108.7,888.43,1090.0999999999999,1356.1,0.54352999999999996,0.36542000000000002,0.51841000000000004,0.75385999999999997,0.39667999999999998,0.32088,0.38849,0.49320999999999998,3.6701999999999999,3.0804999999999998,3.6088,4.3903999999999996,54.295999999999999,47.316000000000003,53.920999999999999,61.607999999999997,39.064,23.774999999999999,39.189,53.707000000000001,3523.6,3128.3,3521.9,3922.1,4402.6000000000004,3517.6,4300.3,5457.7,69.028000000000006,50.616,66.492999999999995,88.995000000000005,1751.1,1410.3,1720.8,2138.9,5.0838999999999999,3.3071000000000002,4.8022,7.2727000000000004,0.35848000000000002,0.24637000000000001,0.34244999999999998,0.50156999999999996,4.0720999999999998,3.5830000000000002,4.0509000000000004,4.5862999999999996,0.29588999999999999,0.24282000000000001,0.28942000000000001,0.35643000000000002,20122,17178,19929,23488,2.8593E-2,2.2977000000000001E-2,2.7734000000000002E-2,3.4853000000000002E-2,0.19864000000000001,0.10919,0.18257999999999999,0.30457000000000001,3.25,2.3633000000000002,3.0594999999999999,4.3863000000000003]
[198,6.2107000000000002E-2,5.2086E-2,6.1162000000000001E-2,7.2473999999999997E-2,6.2180999999999997,4.7586000000000004,6.1185,7.8650000000000002,43803,38047,43482,50397,19.931000000000001,17.506,20.071000000000002,22.416,50.067999999999998,37.313000000000002,48.283000000000001,66.087000000000003,3.0234000000000001,2.5453999999999999,2.9901,3.5464000000000002,0.20757999999999999,0.17494000000000001,0.20319000000000001,0.24736,17815,15145,17659,20782,5.9244999999999999E-2,4.4061000000000003E-2,5.5759999999999997E-2,7.8377000000000002E-2,1102.8,885.68,1084.5999999999999,1349.9,0.54052999999999995,0.36281000000000002,0.51480000000000004,0.75353999999999999,0.39605000000000001,0.32055,0.38763999999999998,0.49225000000000002,3.6728000000000001,3.0819999999999999,3.6099000000000001,4.3910999999999998,54.311,47.36,53.94,61.561999999999998,39.064,23.774999999999999,39.189,53.707000000000001,3531.2,3137.4,3532.8,3929,4396.2,3515.3,4284,5443.7,68.509,50.265000000000001,65.965999999999994,88.325000000000003,1747.2,1409.5,1717.2,2132.4,5.0678000000000001,3.2967,4.782,7.2945000000000002,0.35730000000000001,0.24575,0.34082000000000001,0.50136000000000003,4.0811999999999999,3.5983000000000001,4.0599999999999996,4.6002999999999998,0.29559000000000002,0.24246999999999999,0.28872999999999999,0.35576000000000002,20141,17209,19944,23504,2.8594999999999999E-2,2.3012000000000001E-2,2.7771000000000001E-2,3.4936000000000002E-2,0.19733999999999999,0.10828,0.18146000000000001,0.30341000000000001,3.2402000000000002,2.3553000000000002,3.0516000000000001,4.3578999999999999]
[198.083,6.2192999999999998E-2,5.2238E-2,6.1330999999999997E-2,7.238E-2,6.2180999999999997,4.7586000000000004,6.1185,7.8650000000000002,43932,38287,43650,50433,20.010000000000002,17.643000000000001,20.164000000000001,22.463999999999999,50.195999999999998,37.453000000000003,48.646000000000001,66.159000000000006,3.028,2.5579000000000001,2.9973000000000001,3.5444,0.20827000000000001,0.17587,0.20449999999999999,0.24778,17868,15242,17694,20796,5.9367000000000003E-2,4.4176E-2,5.5801999999999997E-2,7.8408000000000005E-2,1098.3,883.99,1080.4000000000001,1343.4,0.54091,0.36152000000000001,0.51288,0.74811000000000005,0.39667000000000002,0.32135999999999998,0.38886999999999999,0.49101,3.6857000000000002,3.1017999999999999,3.6223999999999998,4.3936000000000002,54.418999999999997,47.542999999999999,54.072000000000003,61.628,39.064,23.774999999999999,39.189,53.707000000000001,3544,3154.5,3545.3,3939.8,4396.8,3531.1,4282,5427.3,68.052999999999997,49.881999999999998,65.584000000000003,87.626000000000005,1746.4,1413.5,1716.7,2128.1999999999998,5.0875000000000004,3.2995000000000001,4.8085000000000004,7.2652999999999999,0.35831000000000002,0.24722,0.34044999999999997,0.49807000000000001,4.0979000000000001,3.6196000000000002,4.0801999999999996,4.6032999999999999,0.29609000000000002,0.24310999999999999,0.28904999999999997,0.35555999999999999,20193,17268,19997,23508,2.8684999999999999E-2,2.3161000000000001E-2,2.7855999999999999E-2,3.4854000000000003E-2,0.19772999999999999,0.10961,0.18251000000000001,0.30778,3.2431999999999999,2.3613,3.0507,4.3822000000000001]
[198.167,6.2447000000000003E-2,5.2505000000000003E-2,6.1556E-2,7.2641999999999998E-2,6.2180999999999997,4.7586000000000004,6.1185,7.8650000000000002,44181,38679,43927,50541,20.111000000000001,17.754999999999999,20.251000000000001,22.547000000000001,50.743000000000002,38.075000000000003,49.119,67.097999999999999,3.0398000000000001,2.5767000000000002,3.0105,3.5474000000000001,0.20960000000000001,0.17759,0.20604,0.24901000000000001,17974,15357,17789,20855,5.9873000000000003E-2,4.4450000000000003E-2,5.6176999999999998E-2,7.9073000000000004E-2,1095.8,884.2,1078.4000000000001,1338.1,0.54747999999999997,0.36492000000000002,0.51919999999999999,0.76595999999999997,0.39912999999999998,0.32394000000000001,0.39106999999999997,0.49409999999999998,3.7115999999999998,3.1293000000000002,3.6589,4.4168000000000003,54.609000000000002,47.86,54.258000000000003,61.686999999999998,39.063000000000002,23.774999999999999,39.189,53.707000000000001,3558.7,3178.5,3558.6,3950.4,4403,3551.1,4288.5,5415.9,67.674000000000007,49.616999999999997,65.27,87.066999999999993,1748.7,1419.8,1718.4,2127.4,5.1725000000000003,3.3751000000000002,4.9020000000000001,7.3697999999999997,0.36331999999999998,0.25174999999999997,0.34699000000000002,0.50138000000000005,4.1200999999999999,3.6474000000000002,4.1048,4.6161000000000003,0.29781000000000002,0.24498,0.29077999999999998,0.35685,20265,17350,20083,23539,2.8902000000000001E-2,2.3358E-2,2.8067999999999999E-2,3.4995999999999999E-2,0.20158000000000001,0.11283,0.18645,0.31403999999999999,3.2683,2.3755000000000002,3.0783,4.4344000000000001]
[198.25,6.2978999999999993E-2,5.2999999999999999E-2,6.2032999999999998E-2,7.3229000000000002E-2,6.2180999999999997,4.7586000000000004,6.1185,7.8650000000000002,44596,39260,44384,50872,20.239000000000001,17.888999999999999,20.367000000000001,22.681000000000001,51.84,38.713999999999999,50.468000000000004,67.86,3.0636000000000001,2.6006999999999998,3.0348999999999999,3.5550000000000002,0.21182999999999999,0.17945,0.20805999999999999,0.25057000000000001,18148,15540,17974,20999,6.0928000000000003E-2,4.5044000000000001E-2,5.6971000000000001E-2,8.1104999999999997E-2,1098.9000000000001,891.29,1080.4000000000001,1336.4,0.56186000000000003,0.37383,0.53388000000000002,0.78242,0.40436,0.32912000000000002,0.39668999999999999,0.49868000000000001,3.7534999999999998,3.1675,3.7109000000000001,4.4569999999999999,54.953000000000003,48.249000000000002,54.655999999999999,61.908999999999999,39.064,23.774999999999999,39.189,53.707000000000001,3576.9,3201.4,3576.2,3960,4420.5,3579.7,4312.7,5422.8,67.613,49.624000000000002,65.137,87.171000000000006,1757.5,1431.4,1724.7,2131.9,5.3311000000000002,3.5207000000000002,5.0293000000000001,7.5492999999999997,0.37314000000000003,0.26229000000000002,0.35533999999999999,0.51205999999999996,4.1489000000000003,3.6833,4.1334999999999997,4.6421000000000001,0.30129,0.24865999999999999,0.29409999999999997,0.36031999999999997,20369,17466,20180,23610,2.9284999999999999E-2,2.3609000000000002E-2,2.8459999999999999E-2,3.5413E-2,0.21002000000000001,0.11777,0.19342000000000001,0.32086999999999999,3.3256999999999999,2.4190999999999998,3.1132,4.5242000000000004]
[198.333,6.3775999999999999E-2,5.3983999999999997E-2,6.3077999999999995E-2,7.3957999999999996E-2,6.2180999999999997,4.7586000000000004,6.1185,7.8650000000000002,45035,39774,44648,51127,20.355,18.036999999999999,20.457000000000001,22.835000000000001,52.695,39.642000000000003,51.314999999999998,67.692999999999998,3.1036000000000001,2.6495000000000002,3.0861000000000001,3.5817000000000001,0.21379999999999999,0.18146000000000001,0.20987,0.25247999999999998,18336,15703,18163,21166,6.1872999999999997E-2,4.5801000000000001E-2,5.8035000000000003E-2,8.2003999999999994E-2,1127.0999999999999,921.98,1113,1364.4,0.57382,0.38181999999999999,0.54544999999999999,0.80486999999999997,0.41023999999999999,0.33463999999999999,0.40278000000000003,0.50326000000000004,3.7900999999999998,3.2151000000000001,3.7595999999999998,4.4631999999999996,55.515000000000001,48.896999999999998,55.319000000000003,62.366999999999997,39.064,23.774999999999999,39.189,53.707000000000001,3601.1,3236.6,3600,3988.9,4509.6000000000004,3649.7,4406.3999999999996,5491.6,69.527000000000001,51.186999999999998,67.295000000000002,88.111999999999995,1793.8,1462.2,1763,2179.6,5.4184999999999999,3.5888,5.1348000000000003,7.6821000000000002,0.37968000000000002,0.26650000000000001,0.36248000000000002,0.52139999999999997,4.1730999999999998,3.7174999999999998,4.1593,4.6712999999999996,0.30517,0.25190000000000001,0.29831000000000002,0.36292000000000002,20605,17702,20440,23911,2.9583000000000002E-2,2.3961E-2,2.8636000000000002E-2,3.5872000000000001E-2,0.21529999999999999,0.12382,0.19911000000000001,0.32512000000000002,3.3807999999999998,2.4517000000000002,3.1886999999999999,4.5683999999999996]
[198.417,6.3948000000000005E-2,5.4406999999999997E-2,6.3346E-2,7.3736999999999997E-2,6.2180999999999997,4.7586000000000004,6.1185,7.8650000000000002,44995,39714,44487,50888,20.303999999999998,17.956,20.355,22.678999999999998,52.435000000000002,39.430999999999997,51.171999999999997,67.388000000000005,3.1091000000000002,2.6595,3.0897000000000001,3.5977999999999999,0.21325,0.18115999999999999,0.20974000000000001,0.25131999999999999,18298,15724,18187,21090,6.1856000000000001E-2,4.5737E-2,5.8182999999999999E-2,8.1422999999999995E-2,1142.2,937.66,1127.9000000000001,1370.7,0.57391000000000003,0.38441999999999998,0.55005999999999999,0.80262,0.41122999999999998,0.33583000000000002,0.40516999999999997,0.50080000000000002,3.7770999999999999,3.2136999999999998,3.7488000000000001,4.4564000000000004,55.652999999999999,49.174999999999997,55.548000000000002,62.448,39.064,23.774999999999999,39.189,53.707000000000001,3594.7,3230.4,3595.6,3968.9,4519.2,3666.4,4425.3999999999996,5495,71.134,51.259,68.358000000000004,91.531999999999996,1799.8,1479.7,1761.7,2177.4,5.3739999999999997,3.5670000000000002,5.1094999999999997,7.6340000000000003,0.37770999999999999,0.26484999999999997,0.36312,0.51895000000000002,4.1612,3.7033,4.1436999999999999,4.6390000000000002,0.30548999999999998,0.25187999999999999,0.29918,0.36208000000000001,20571,17716,20375,23789,2.9485999999999998E-2,2.3973000000000001E-2,2.8486000000000001E-2,3.5750999999999998E-2,0.21357000000000001,0.12239,0.19783000000000001,0.32513999999999998,3.383,2.4497,3.1890999999999998,4.5193000000000003]
[198.5,6.3372999999999999E-2,5.3712000000000003E-2,6.2791E-2,7.2867000000000001E-2,6.2180999999999997,4.7586000000000004,6.1185,7.8650000000000002,44567,39201,44084,50571,20.106999999999999,17.803000000000001,20.123999999999999,22.396000000000001,51.692,38.878999999999998,50.451000000000001,66.447999999999993,3.08,2.6280000000000001,3.0672999999999999,3.5539999999999998,0.21095,0.17934,0.20745,0.24829000000000001,18103,15503,18014,20806,6.1148000000000001E-2,4.5489000000000002E-2,5.7440999999999999E-2,8.0782000000000007E-2,1135.4000000000001,930.09,1125.2,1346.9,0.56603999999999999,0.38157000000000002,0.54191,0.78827999999999998,0.40671000000000002,0.33199000000000001,0.40059,0.49728,3.7342,3.1637,3.7128999999999999,4.3749000000000002,55.194000000000003,48.738999999999997,55.085999999999999,61.835999999999999,39.064,23.774999999999999,39.189,53.707000000000001,3560.9,3201,3551.1,3948.6,4472.3,3625.2,4376.7,5425.5,71.003,51.484000000000002,67.837000000000003,91.225999999999999,1782.2,1466.3,1743.8,2138.5,5.2839999999999998,3.5091000000000001,5.0218999999999996,7.4824000000000002,0.37197000000000002,0.26141999999999999,0.35802,0.51207999999999998,4.1196999999999999,3.6697000000000002,4.1045999999999996,4.5991,0.30238999999999999,0.24981,0.29655999999999999,0.35671000000000003,20356,17534,20173,23585,2.9156000000000001E-2,2.3717999999999999E-2,2.8164999999999999E-2,3.4964000000000002E-2,0.20954999999999999,0.11983000000000001,0.19420999999999999,0.31683,3.3479999999999999,2.4422000000000001,3.1619999999999999,4.4518000000000004]
[198.583,6.3174999999999995E-2,5.3692999999999998E-2,6.2641000000000002E-2,7.2688000000000003E-2,6.2180999999999997,4.7586000000000004,6.1185,7.8650000000000002,44434,39044,44102,50398,20.050999999999998,17.783999999999999,20.071000000000002,22.248999999999999,51.445999999999998,38.552999999999997,50.085999999999999,66.396000000000001,3.0724,2.6173000000000002,3.0579999999999998,3.552,0.21024999999999999,0.17785999999999999,0.20763000000000001,0.24698999999999999,18049,15424,17921,20804,6.0919000000000001E-2,4.4967E-2,5.7319000000000002E-2,8.1411999999999998E-2,1134.8,927.63,1131.0999999999999,1340.9,0.56276000000000004,0.37918000000000002,0.53954000000000002,0.77571999999999997,0.40538000000000002,0.33046999999999999,0.39867999999999998,0.49586999999999998,3.7216999999999998,3.137,3.7021000000000002,4.3536000000000001,55.054000000000002,48.588000000000001,54.828000000000003,61.828000000000003,39.064,23.774999999999999,39.189,53.707000000000001,3552.4,3188.5,3541.4,3921.6,4473.8999999999996,3610.3,4357.8999999999996,5478.4,70.891000000000005,51.795999999999999,68.06,91.084000000000003,1781.6,1459.8,1749.1,2132.1999999999998,5.2492000000000001,3.472,4.9744999999999999,7.3922999999999996,0.36979000000000001,0.25863999999999998,0.35809999999999997,0.50321000000000005,4.1075999999999997,3.6606999999999998,4.0997000000000003,4.5856000000000003,0.30126999999999998,0.24901999999999999,0.29601,0.35300999999999999,20328,17542,20170,23601,2.9037E-2,2.3577000000000001E-2,2.8074999999999999E-2,3.4726E-2,0.20788000000000001,0.11759,0.1938,0.31474999999999997,3.3342999999999998,2.4232999999999998,3.1591,4.4272999999999998]
[198.667,6.3028000000000001E-2,5.3649000000000002E-2,6.2646999999999994E-2,7.2953000000000004E-2,6.2180999999999997,4.7586000000000004,6.1185,7.8650000000000002,44364,38969,44053,50537,20.042000000000002,17.733000000000001,20.027000000000001,22.277999999999999,51.326000000000001,38.183,50.256,66.343000000000004,3.0688,2.6101999999999999,3.0484,3.5548000000000002,0.21001,0.17757999999999999,0.20774999999999999,0.24731,18035,15349,17918,20819,6.0756999999999999E-2,4.4911E-2,5.7244000000000003E-2,8.1005999999999995E-2,1132.2,921.01,1128.2,1336,0.56028999999999995,0.37729000000000001,0.53893000000000002,0.77092000000000005,0.40438000000000002,0.32921,0.39859,0.49268000000000001,3.7189000000000001,3.1288,3.7000999999999999,4.3376999999999999,54.959000000000003,48.177999999999997,54.776000000000003,61.658000000000001,39.063000000000002,23.774999999999999,39.189,53.707000000000001,3551.9,3180.3,3539.2,3932.7,4485.7,3610.8,4371,5515.6,70.662999999999997,51.031999999999996,67.837999999999994,91.162999999999997,1784.1,1453.3,1751.4,2150.1,5.2302,3.4579,4.9673999999999996,7.2937000000000003,0.36848999999999998,0.25662000000000001,0.35503000000000001,0.50461999999999996,4.1056999999999997,3.6516000000000002,4.0928000000000004,4.5781000000000001,0.30053999999999997,0.24789,0.29474,0.35526000000000002,20358,17353,20123,23692,2.8995E-2,2.3494999999999999E-2,2.7989E-2,3.4909000000000003E-2,0.20666000000000001,0.11619,0.19339000000000001,0.30940000000000001,3.3210000000000002,2.4127000000000001,3.1533000000000002,4.3958000000000004]
[198.75,6.2413000000000003E-2,5.2839999999999998E-2,6.1885000000000003E-2,7.2899000000000005E-2,6.2180999999999997,4.7586000000000004,6.1185,7.8650000000000002,43957,38549,43728,50208,19.888999999999999,17.465,19.895,22.126000000000001,50.68,37.506,49.902000000000001,65.563000000000002,3.0392999999999999,2.5769000000000002,3.0186000000000002,3.5141,0.20809,0.17541999999999999,0.20609,0.24518000000000001,17870,15147,17732,20654,6.0069999999999998E-2,4.4346999999999998E-2,5.6515000000000003E-2,7.9714999999999994E-2,1119,910.85,1115.0999999999999,1326.7,0.55188999999999999,0.37108999999999998,0.53112000000000004,0.75934000000000001,0.4,0.32613999999999999,0.39312000000000002,0.48623,3.6838000000000002,3.0911,3.6604000000000001,4.2801999999999998,54.48,47.404000000000003,54.218000000000004,61.317,39.061999999999998,23.774999999999999,39.189,53.707000000000001,3524.8,3149.4,3510.8,3907.4,4438.7,3575.3,4324.1000000000004,5453.7,69.867000000000004,50.542999999999999,66.935000000000002,90.465999999999994,1764.8,1437.2,1731.5,2135.5,5.1542000000000003,3.4087000000000001,4.9211999999999998,7.1505000000000001,0.36332999999999999,0.25327,0.35010999999999998,0.49761,4.0735000000000001,3.5996000000000001,4.0598999999999998,4.5625999999999998,0.29746,0.24479999999999999,0.29149999999999998,0.35125000000000001,20180,17221,19930,23518,2.8707E-2,2.3254E-2,2.7743E-2,3.4654999999999998E-2,0.20301,0.11371000000000001,0.18959000000000001,0.30725000000000002,3.2816000000000001,2.3828,3.1221000000000001,4.3616000000000001]
[198.833,6.2210000000000001E-2,5.2499999999999998E-2,6.1723E-2,7.2635000000000005E-2,6.2180999999999997,4.7586000000000004,6.1185,7.8650000000000002,43816,38331,43614,50007,19.853999999999999,17.376999999999999,19.850000000000001,22.193000000000001,50.356999999999999,37.226999999999997,49.494999999999997,65.525000000000006,3.0293000000000001,2.5642999999999998,3.0124,3.5196000000000001,0.20744000000000001,0.17485000000000001,0.20497000000000001,0.24485000000000001,17812,15085,17676,20585,5.9777999999999998E-2,4.4176E-2,5.6230000000000002E-2,7.9104999999999995E-2,1114.2,908.09,1103.8,1323.9,0.54742000000000002,0.36798999999999998,0.52693000000000001,0.75063999999999997,0.39829999999999999,0.32551999999999998,0.39171,0.48270999999999997,3.6711,3.056,3.6465000000000001,4.2931999999999997,54.347000000000001,47.305,54.154000000000003,61.335999999999999,39.058999999999997,23.774999999999999,39.189,53.707000000000001,3518.7,3133.1,3508.2,3896.6,4420,3564.1,4315.3999999999996,5437.4,69.563999999999993,50.555999999999997,66.429000000000002,90.388999999999996,1757.2,1426.5,1724.8,2136.8000000000002,5.1117999999999997,3.3725000000000001,4.8685,7.0707000000000004,0.36060999999999999,0.25153999999999999,0.34726000000000001,0.48992999999999998,4.0656999999999996,3.5846,4.0427999999999997,4.5688000000000004,0.29630000000000001,0.24399999999999999,0.29048000000000002,0.34993999999999997,20123,17187,19830,23422,2.8596E-2,2.3157000000000001E-2,2.7659E-2,3.4515999999999998E-2,0.20077,0.11234,0.18706,0.30403000000000002,3.2633000000000001,2.3748,3.1021000000000001,4.3715999999999999]
[198.917,6.2246999999999997E-2,5.2534999999999998E-2,6.1712999999999997E-2,7.2658E-2,6.2180999999999997,4.7586000000000004,6.1185,7.8650000000000002,43865,38226,43590,50036,19.911999999999999,17.451000000000001,19.914999999999999,22.289000000000001,50.29,37.226999999999997,49.396000000000001,65.364000000000004,3.0314999999999999,2.5579000000000001,3.0112000000000001,3.5232000000000001,0.20777000000000001,0.17515,0.20524999999999999,0.24507999999999999,17837,15123,17727,20608,5.9750999999999999E-2,4.4296000000000002E-2,5.6127999999999997E-2,7.8916E-2,1111.3,904.77,1100.5999999999999,1319,0.54547999999999996,0.36584,0.52378999999999998,0.74660000000000004,0.39828000000000002,0.32532,0.39166000000000001,0.48204999999999998,3.6762999999999999,3.0670999999999999,3.6488,4.3120000000000003,54.435000000000002,47.323,54.304000000000002,61.451000000000001,39.061,23.774999999999999,39.189,53.707000000000001,3528.6,3141.2,3520.5,3916,4418.8,3563,4314.3999999999996,5434.4,69.296000000000006,50.268000000000001,66.55,90.004000000000005,1755.8,1422.8,1722.1,2129.3000000000002,5.1001000000000003,3.3637000000000001,4.8559999999999999,7.1173999999999999,0.35981999999999997,0.25144,0.34570000000000001,0.48710999999999999,4.0772000000000004,3.5943000000000001,4.0519999999999996,4.5880999999999998,0.29637000000000002,0.24434,0.29065000000000002,0.35022999999999999,20155,17202,19905,23426,2.8618999999999999E-2,2.3227999999999999E-2,2.7768000000000001E-2,3.4540000000000001E-2,0.19969000000000001,0.11201,0.18570999999999999,0.30192999999999998,3.2593000000000001,2.3744999999999998,3.0972,4.3710000000000004]
[199,6.2188E-2,5.2423999999999998E-2,6.1627000000000001E-2,7.2479000000000002E-2,6.2180999999999997,4.7586000000000004,6.1185,7.8650000000000002,43875,38259,43625,49973,19.956,17.54,19.969000000000001,22.355,50.164000000000001,37.216000000000001,49.264000000000003,64.981999999999999,3.0293999999999999,2.5546000000000002,3.0062000000000002,3.5265,0.2079,0.17549000000000001,0.20530999999999999,0.24479000000000001,17844,15182,17730,20593,5.9625999999999998E-2,4.4343E-2,5.6072999999999998E-2,7.8687000000000007E-2,1105.2,900.89,1094.2,1311.4,0.54218,0.36336000000000002,0.51987000000000005,0.74385999999999997,0.39752999999999999,0.32512999999999997,0.39090000000000003,0.48032999999999998,3.6781000000000001,3.0762999999999998,3.6528999999999998,4.3118999999999996,54.442,47.334000000000003,54.301000000000002,61.47,39.061,23.774999999999999,39.189,53.707000000000001,3535.9,3153.8,3528.5,3923.8,4411.7,3563.4,4309.2,5421.6,68.781000000000006,49.991999999999997,66.010000000000005,89.358000000000004,1751.6,1420.7,1719.1,2120.1,5.0808,3.3584999999999998,4.8474000000000004,7.1607000000000003,0.35843999999999998,0.25092999999999999,0.34370000000000001,0.48396,4.0857000000000001,3.6059000000000001,4.0609999999999999,4.5959000000000003,0.29602000000000001,0.24418999999999999,0.29028999999999999,0.34894999999999998,20171,17222,19929,23419,2.8615000000000002E-2,2.3257E-2,2.7845999999999999E-2,3.4476E-2,0.19825000000000001,0.1113,0.18382000000000001,0.30225000000000002,3.2494000000000001,2.3723000000000001,3.0880999999999998,4.3559000000000001]
[199.083,6.2268999999999998E-2,5.2588999999999997E-2,6.1843000000000002E-2,7.2397000000000003E-2,6.2180999999999997,4.7586000000000004,6.1185,7.8650000000000002,44000,38355,43764,50064,20.035,17.628,20.059999999999999,22.42,50.268000000000001,37.317,49.423999999999999,65.004000000000005,3.0337000000000001,2.5630000000000002,3.0145,3.5285000000000002,0.20857000000000001,0.17657,0.20593,0.24476000000000001,17895,15238,17771,20616,5.9730999999999999E-2,4.4469000000000002E-2,5.6056000000000002E-2,7.8434000000000004E-2,1100.7,898.22,1090.8,1303.7,0.54217000000000004,0.36437000000000003,0.51978000000000002,0.75148000000000004,0.39802999999999999,0.32544000000000001,0.39138000000000001,0.48048000000000002,3.6903999999999999,3.0895999999999999,3.6604999999999999,4.3097000000000003,54.546999999999997,47.515000000000001,54.399000000000001,61.500999999999998,39.06,23.774999999999999,39.189,53.707000000000001,3548.7,3171,3542.9,3928.5,4412.1000000000004,3574.4,4313.5,5411,68.317999999999998,49.762,65.658000000000001,88.727000000000004,1750.7,1421.7,1716.7,2114.5,5.0964999999999998,3.3675999999999999,4.8518999999999997,7.1597,0.35921999999999998,0.25184000000000001,0.34521000000000002,0.48812,4.1022999999999996,3.6276000000000002,4.0780000000000003,4.6037999999999997,0.29653000000000002,0.24443999999999999,0.29110999999999998,0.34965000000000002,20223,17313,19985,23432,2.8704E-2,2.3370999999999999E-2,2.7862999999999999E-2,3.4472999999999997E-2,0.19841,0.11089,0.18448999999999999,0.3039,3.2517,2.3773,3.0872000000000002,4.3461999999999996]
[199.167,6.2523999999999996E-2,5.2942000000000003E-2,6.2149999999999997E-2,7.2597999999999996E-2,6.2180999999999997,4.7586000000000004,6.1185,7.8650000000000002,44249,38650,44038,50336,20.135999999999999,17.721,20.148,22.512,50.786000000000001,37.752000000000002,49.765000000000001,65.423000000000002,3.0451000000000001,2.5792999999999999,3.0272000000000001,3.5360999999999998,0.20988000000000001,0.17821999999999999,0.20721000000000001,0.24623,17999,15347,17867,20692,6.0213000000000003E-2,4.4783999999999997E-2,5.6509999999999998E-2,7.8773999999999997E-2,1098.0999999999999,897.68,1087,1298.7,0.54827000000000004,0.36691000000000001,0.52425999999999995,0.76759999999999995,0.40037,0.32711000000000001,0.39285999999999999,0.48235,3.7155999999999998,3.1137999999999999,3.6930999999999998,4.3249000000000004,54.735999999999997,47.79,54.604999999999997,61.613,39.061,23.774999999999999,39.189,53.707000000000001,3563.7,3188.7,3557.7,3940.3,4418.2,3591.2,4324.2,5407.8,67.941999999999993,49.585000000000001,65.369,88.153000000000006,1752.9,1427.7,1718.3,2111.8000000000002,5.1771000000000003,3.4062999999999999,4.8963000000000001,7.2460000000000004,0.36395,0.25351000000000001,0.35056999999999999,0.49497000000000002,4.1245000000000003,3.6556999999999999,4.1014999999999997,4.6189999999999998,0.29825000000000002,0.24546999999999999,0.29219000000000001,0.35249999999999998,20295,17413,20060,23479,2.8920000000000001E-2,2.3591000000000001E-2,2.8131E-2,3.4741000000000001E-2,0.20197000000000001,0.11315,0.18769,0.30578,3.2757999999999998,2.3919000000000001,3.1025999999999998,4.3902999999999999]
[199.25,6.3048000000000007E-2,5.3381999999999999E-2,6.2601000000000004E-2,7.2987999999999997E-2,6.2180999999999997,4.7586000000000004,6.1185,7.8650000000000002,44643,39100,44349,50670,20.265000000000001,17.861999999999998,20.29,22.62,51.826000000000001,38.732999999999997,50.433,65.846999999999994,3.0678999999999998,2.6034999999999999,3.0516000000000001,3.5453999999999999,0.21203,0.18021000000000001,0.20932999999999999,0.24784,18168,15533,18034,20871,6.1185000000000003E-2,4.5517000000000002E-2,5.7264000000000002E-2,7.9873E-2,1100.5999999999999,900.27,1089.8,1306.3,0.56128999999999996,0.37665999999999999,0.53942000000000001,0.78142,0.40517999999999998,0.33139000000000002,0.39806000000000002,0.48710999999999999,3.7562000000000002,3.1673,3.7313999999999998,4.3503999999999996,55.057000000000002,48.222000000000001,54.95,61.843000000000004,39.061,23.774999999999999,39.189,53.707000000000001,3582.4,3218.7,3575.3,3955.8,4436.1000000000004,3620.6,4340.5,5412.8,67.84,49.576999999999998,65.143000000000001,87.733999999999995,1761.1,1438.4,1723.7,2120.4,5.3262,3.5228000000000002,5.0510999999999999,7.4093,0.37311,0.2606,0.35943999999999998,0.50653000000000004,4.1532999999999998,3.6867000000000001,4.1314000000000002,4.6398000000000001,0.30170000000000002,0.24759999999999999,0.29519000000000001,0.35604999999999998,20401,17550,20155,23594,2.9301000000000001E-2,2.3970000000000002E-2,2.8458000000000001E-2,3.5373000000000002E-2,0.20979999999999999,0.11913,0.19703000000000001,0.31711,3.3283,2.4363999999999999,3.1446000000000001,4.4558]
[199.333,6.3823000000000005E-2,5.4031999999999997E-2,6.3190999999999997E-2,7.3765999999999998E-2,6.2180999999999997,4.7586000000000004,6.1185,7.8650000000000002,45055,39615,44637,51223,20.367999999999999,17.978000000000002,20.375,22.702999999999999,52.497,39.423000000000002,51.15,66.272000000000006,3.1051000000000002,2.6461000000000001,3.0891999999999999,3.5657000000000001,0.21368999999999999,0.18185999999999999,0.21068000000000001,0.24883,18328,15681,18199,20989,6.1975000000000002E-2,4.5839999999999999E-2,5.8210999999999999E-2,8.0814999999999998E-2,1128.5999999999999,927.04,1120,1336.9,0.57221999999999995,0.38088,0.54991000000000001,0.78673999999999999,0.41014,0.33683000000000002,0.40267999999999998,0.49019000000000001,3.7864,3.2242999999999999,3.754,4.3720999999999997,55.634999999999998,48.631999999999998,55.564999999999998,62.353000000000002,39.064,23.774999999999999,39.189,53.707000000000001,3603.2,3238.5,3589.3,3973.2,4512.1000000000004,3694.1,4406.3,5460.9,69.945999999999998,50.570999999999998,66.700999999999993,91.55,1793.6,1465.4,1768.4,2158.9,5.39,3.6147,5.1585999999999999,7.4836,0.37819999999999998,0.26517000000000002,0.36453000000000002,0.50846999999999998,4.1744000000000003,3.7212999999999998,4.1536999999999997,4.6485000000000003,0.30537999999999998,0.25117,0.29851,0.35743999999999998,20601,17771,20397,23750,2.9562000000000001E-2,2.4303000000000002E-2,2.8826999999999998E-2,3.5589999999999997E-2,0.21371000000000001,0.12493,0.19916,0.31803999999999999,3.3752,2.4723000000000002,3.1897000000000002,4.5045999999999999]
[199.417,6.3944000000000001E-2,5.4396E-2,6.3383999999999996E-2,7.3682999999999998E-2,6.2180999999999997,4.7586000000000004,6.1185,7.8650000000000002,45014,39604,44670,51130,20.306999999999999,17.911999999999999,20.286999999999999,22.574000000000002,52.228999999999999,39.447000000000003,50.823,66.165999999999997,3.1091000000000002,2.6398000000000001,3.0851999999999999,3.5594000000000001,0.21304000000000001,0.18143999999999999,0.21007999999999999,0.24934000000000001,18290,15657,18134,20892,6.1885999999999997E-2,4.5981000000000001E-2,5.8083000000000003E-2,8.0940999999999999E-2,1144.4000000000001,933.89,1131,1357.7,0.57245999999999997,0.38144,0.54995000000000005,0.78764999999999996,0.41023999999999999,0.33811000000000002,0.40399000000000002,0.48914000000000002,3.7722000000000002,3.1987999999999999,3.7450999999999999,4.3499999999999996,55.744,48.8,55.613,62.347000000000001,39.064,23.774999999999999,39.189,53.707000000000001,3595.3,3237.4,3578,3969.2,4526.3,3703.1,4402,5414,71.527000000000001,50.972000000000001,67.656000000000006,94.75,1801,1467.1,1772.3,2168.1999999999998,5.3428000000000004,3.5777000000000001,5.1055000000000001,7.3460000000000001,0.376,0.26389000000000001,0.36249999999999999,0.50627,4.1607000000000003,3.7195999999999998,4.1387999999999998,4.6166999999999998,0.3054,0.25255,0.29854999999999998,0.35726000000000002,20576,17692,20435,23749,2.9467E-2,2.4257000000000001E-2,2.8632999999999999E-2,3.5539000000000001E-2,0.21184,0.1239,0.19769,0.31381999999999999,3.3702999999999999,2.4771000000000001,3.1816,4.4397000000000002]
[199.5,6.3325999999999993E-2,5.3638999999999999E-2,6.2758999999999995E-2,7.2661000000000003E-2,6.2180999999999997,4.7586000000000004,6.1185,7.8650000000000002,44560,39070,44144,50782,20.096,17.779,20.111999999999998,22.277999999999999,51.445999999999998,38.802,50.128,64.927000000000007,3.0777000000000001,2.6153,3.0636999999999999,3.5337000000000001,0.21060000000000001,0.1799,0.20824000000000001,0.24642,18083,15546,17871,20681,6.1117999999999999E-2,4.5595999999999998E-2,5.7367000000000001E-2,7.9327999999999996E-2,1137.2,924.06,1124,1352.3,0.56418999999999997,0.37905,0.54115999999999997,0.76771999999999996,0.40555000000000002,0.33487,0.40051999999999999,0.48624000000000001,3.7267999999999999,3.1654,3.6787000000000001,4.2971000000000004,55.24,48.625999999999998,55.085999999999999,61.786999999999999,39.064,23.774999999999999,39.189,53.707000000000001,3558.9,3208.9,3540.8,3926,4477.8,3670.5,4362,5346.9,71.266999999999996,50.819000000000003,67.498999999999995,94.432000000000002,1782.7,1449.6,1747.8,2153.1999999999998,5.2492000000000001,3.5173000000000001,5.0256999999999996,7.2255000000000003,0.37004999999999999,0.25955,0.35749999999999998,0.49798999999999999,4.1162999999999998,3.6764000000000001,4.0857999999999999,4.5659000000000001,0.30209999999999998,0.25059999999999999,0.29508000000000001,0.35311999999999999,20346,17548,20121,23557,2.9117000000000001E-2,2.4018999999999999E-2,2.8191999999999998E-2,3.5235000000000002E-2,0.20765,0.12194000000000001,0.19472999999999999,0.30628,3.3296000000000001,2.4582999999999999,3.1461000000000001,4.3737000000000004]
[199.583,6.3079999999999997E-2,5.3464999999999999E-2,6.2433000000000002E-2,7.2584999999999997E-2,6.2180999999999997,4.7586000000000004,6.1185,7.8650000000000002,44379,38884,44054,50616,20.026,17.68,20.07,22.218,51.14,38.381999999999998,49.819000000000003,64.921000000000006,3.0672000000000001,2.6158000000000001,3.0465,3.5356999999999998,0.20971000000000001,0.17888999999999999,0.20698,0.24582000000000001,18013,15492,17778,20719,6.0795000000000002E-2,4.5310000000000003E-2,5.7015000000000003E-2,7.9930000000000001E-2,1135,918.76,1124.5,1354.5,0.56028999999999995,0.37796999999999997,0.53791999999999995,0.76429000000000002,0.40362999999999999,0.33195999999999998,0.39749000000000001,0.48621999999999999,3.7111000000000001,3.1493000000000002,3.6541000000000001,4.2882999999999996,55.05,48.6,54.875999999999998,61.816000000000003,39.064,23.774999999999999,39.189,53.707000000000001,3547.8,3191,3534.8,3918.4,4475,3656.5,4347.3999999999996,5392.6,71.320999999999998,51.524000000000001,67.42,94.153999999999996,1780.4,1444.2,1742.2,2145,5.2069999999999999,3.4927000000000001,4.9794999999999998,7.1738,0.36736000000000002,0.25756000000000001,0.35400999999999999,0.49608000000000002,4.1012000000000004,3.6577000000000002,4.0724999999999998,4.5636999999999999,0.30075000000000002,0.24879000000000001,0.29275000000000001,0.35263,20308,17569,20094,23571,2.8979000000000001E-2,2.3948000000000001E-2,2.8043999999999999E-2,3.4868999999999997E-2,0.20560999999999999,0.12018,0.19349,0.30395,3.3098000000000001,2.4413999999999998,3.1092,4.3859000000000004]
[199.667,6.2886999999999998E-2,5.3172999999999998E-2,6.2120000000000002E-2,7.2646000000000002E-2,6.2180999999999997,4.7586000000000004,6.1185,7.8650000000000002,44264,38655,43983,50553,20.003,17.605,19.969000000000001,22.265000000000001,50.938000000000002,38.366999999999997,49.536999999999999,64.638999999999996,3.0598999999999998,2.6017999999999999,3.0323000000000002,3.5291000000000001,0.20927999999999999,0.17893999999999999,0.20668,0.24521000000000001,17978,15450,17760,20672,6.0552000000000002E-2,4.5224E-2,5.6772999999999997E-2,8.0160999999999996E-2,1130.3,910.84,1118.8,1353.7,0.55654000000000003,0.37264999999999998,0.53217000000000003,0.75534000000000001,0.40211999999999998,0.33019999999999999,0.39549000000000001,0.48818,3.7039,3.1463999999999999,3.6456,4.2858999999999998,54.915999999999997,48.664999999999999,54.808,61.7,39.063000000000002,23.774999999999999,39.189,53.707000000000001,3544.8,3186.2,3536.2,3922.8,4476.7,3645.4,4333.5,5570.7,70.924000000000007,51.366,66.893000000000001,93.608999999999995,1778.7,1437.1,1737.2,2147.8000000000002,5.1776999999999997,3.4779,4.9474,7.1756000000000002,0.36536999999999997,0.25580000000000003,0.35141,0.49076999999999998,4.0963000000000003,3.6372,4.0736999999999997,4.5679999999999996,0.29968,0.24782999999999999,0.29171999999999998,0.35121000000000002,20310,17596,20023,23617,2.8905E-2,2.3844000000000001E-2,2.8081999999999999E-2,3.4971000000000002E-2,0.20391000000000001,0.11848,0.19192000000000001,0.30360999999999999,3.2951000000000001,2.4243000000000001,3.1004999999999998,4.4146000000000001]
[199.75,6.2239999999999997E-2,5.2705000000000002E-2,6.1498999999999998E-2,7.2403999999999996E-2,6.2180999999999997,4.7586000000000004,6.1185,7.8650000000000002,43826,38083,43533,50137,19.835999999999999,17.422000000000001,19.802,22.132000000000001,50.256,37.820999999999998,48.762,63.886000000000003,3.0285000000000002,2.5691999999999999,3.0072999999999999,3.4761000000000002,0.20723,0.17674000000000001,0.20424999999999999,0.24271999999999999,17799,15293,17575,20483,5.9813999999999999E-2,4.4768000000000002E-2,5.6112000000000002E-2,7.9710000000000003E-2,1116.7,899.69,1107.0999999999999,1342.7,0.54761000000000004,0.36958999999999997,0.52439999999999998,0.75099000000000005,0.39746999999999999,0.32684999999999997,0.39063999999999999,0.48243000000000003,3.6663000000000001,3.1162000000000001,3.6166999999999998,4.2651000000000003,54.395000000000003,47.936999999999998,54.23,61.133000000000003,39.057000000000002,23.774999999999999,39.189,53.707000000000001,3515.4,3150.6,3510.8,3891,4427.3,3605.1,4289.1000000000004,5531.6,69.995000000000005,50.56,66.426000000000002,92.986999999999995,1758.5,1415.9,1715.3,2130.6999999999998,5.0978000000000003,3.4247000000000001,4.8640999999999996,7.0486000000000004,0.35993999999999998,0.25115999999999999,0.34461000000000003,0.48587000000000002,4.0612000000000004,3.6053999999999999,4.0339999999999998,4.5404999999999998,0.2964,0.24490999999999999,0.28836000000000001,0.34612999999999999,20117,17312,19863,23386,2.8590999999999998E-2,2.3542E-2,2.7727999999999999E-2,3.4823E-2,0.2001,0.11598,0.18872,0.29973,3.2526000000000002,2.3892000000000002,3.0634000000000001,4.3834]
[199.833,6.1998999999999999E-2,5.2594000000000002E-2,6.1351999999999997E-2,7.2183999999999998E-2,6.2180999999999997,4.7586000000000004,6.1185,7.8650000000000002,43667,38040,43387,50070,19.797000000000001,17.297000000000001,19.727,22.146000000000001,49.921999999999997,37.616,48.625999999999998,63.481999999999999,3.0171000000000001,2.5562999999999998,2.9948000000000001,3.4763000000000002,0.20652999999999999,0.17574999999999999,0.2034,0.24232999999999999,17738,15238,17528,20377,5.9478999999999997E-2,4.4755999999999997E-2,5.5662000000000003E-2,7.9066999999999998E-2,1110.2,895.99,1101.4000000000001,1332.4,0.54257999999999995,0.36586000000000002,0.51446999999999998,0.74868000000000001,0.39545999999999998,0.32464999999999999,0.38835999999999998,0.47939999999999999,3.6528,3.0983999999999998,3.6086,4.2510000000000003,54.225000000000001,47.679000000000002,54.055999999999997,60.96,39.061999999999998,23.774999999999999,39.189,53.686,3508.7,3137.9,3502.8,3893.6,4408.7,3578.7,4265.3,5519.6,69.59,50.061999999999998,66.05,91.844999999999999,1750.2,1412.8,1705.1,2119.5,5.0538999999999996,3.3868999999999998,4.8082000000000003,7.0147000000000004,0.35703000000000001,0.24942,0.34215000000000001,0.48393000000000003,4.0523999999999996,3.5865,4.0259999999999998,4.5411000000000001,0.29510999999999998,0.24401,0.2878,0.34456999999999999,20059,17220,19829,23318,2.8473999999999999E-2,2.3493E-2,2.7612999999999999E-2,3.4582000000000002E-2,0.19777,0.1144,0.18626999999999999,0.29820999999999998,3.2324999999999999,2.3708999999999998,3.0377000000000001,4.3727]
[199.917,6.2025999999999998E-2,5.2706000000000003E-2,6.1402999999999999E-2,7.2265999999999997E-2,6.2180999999999997,4.7586000000000004,6.1185,7.8650000000000002,43712,38056,43434,50070,19.852,17.344999999999999,19.763000000000002,22.2,49.84,37.576999999999998,48.448999999999998,63.856999999999999,3.0186999999999999,2.5623,2.9908999999999999,3.4851000000000001,0.20682,0.17616999999999999,0.20404,0.24224000000000001,17759,15268,17552,20383,5.9429999999999997E-2,4.4865000000000002E-2,5.5539999999999999E-2,7.8975000000000004E-2,1107.5,893.23,1099.7,1325,0.54042000000000001,0.36506,0.51215999999999995,0.74909999999999999,0.39530999999999999,0.32456000000000002,0.38767000000000001,0.48064000000000001,3.6572,3.1006,3.6046,4.2576999999999998,54.292999999999999,47.759,54.07,61.143999999999998,39.064,23.774999999999999,39.189,53.707000000000001,3518.2,3147.5,3509.4,3900.8,4406.8,3580.5,4267.2,5517.9,69.292000000000002,49.686,65.822000000000003,91.954999999999998,1748.6,1410.9,1704.1,2116.6,5.0396999999999998,3.3828,4.7922000000000002,7.0119999999999996,0.35608000000000001,0.24931,0.34188000000000002,0.48462,4.0632000000000001,3.5998999999999999,4.0384000000000002,4.5545,0.29515000000000002,0.24428,0.28799999999999998,0.34425,20090,17250,19850,23312,2.8493000000000001E-2,2.3529000000000001E-2,2.7573E-2,3.4622E-2,0.19656000000000001,0.11377,0.18431,0.29921999999999999,3.2275,2.3719999999999999,3.0364,4.3620000000000001]
[200,6.1966E-2,5.2666999999999999E-2,6.1380999999999998E-2,7.2123999999999994E-2,6.2180999999999997,4.7586000000000004,6.1185,7.8650000000000002,43722,38127,43379,50024,19.896000000000001,17.370999999999999,19.795999999999999,22.22,49.715000000000003,37.494,48.21,63.618000000000002,3.0165999999999999,2.5655000000000001,2.9885999999999999,3.4826999999999999,0.20696000000000001,0.17632,0.20396,0.24228,17766,15311,17570,20378,5.9302000000000001E-2,4.4838000000000003E-2,5.5423E-2,7.8729999999999994E-2,1101.4000000000001,888.57,1092.5,1318.8,0.53712000000000004,0.36299999999999999,0.51022999999999996,0.74400999999999995,0.39459,0.32429000000000002,0.38701999999999998,0.47954999999999998,3.6591,3.1029,3.6031,4.2561999999999998,54.301000000000002,47.777999999999999,54.082999999999998,61.091999999999999,39.064,23.774999999999999,39.189,53.707000000000001,3525.6,3154.2,3515.4,3905.6,4399.6000000000004,3579.5,4267,5503.2,68.78,49.433,65.373000000000005,91.218000000000004,1744.4,1411.7,1700.7,2111.6,5.0206,3.3746,4.7746000000000004,6.9945000000000004,0.35471999999999998,0.24873999999999999,0.34043000000000001,0.48276999999999998,4.0717999999999996,3.6110000000000002,4.05,4.5570000000000004,0.29482000000000003,0.24445,0.28777999999999998,0.34350999999999998,20107,17299,19864,23306,2.8490000000000001E-2,2.3532999999999998E-2,2.7532999999999998E-2,3.4615E-2,0.19511999999999999,0.11304,0.18243999999999999,0.29749999999999999,3.2178,2.3677999999999999,3.0287999999999999,4.3362999999999996]

{"sheet":"2EPond","index":5,"n_rows":2410,"n_cols":109,"rows_kept":562,"cut":true,"hidden":false,"merged":[[5,1,5,3]],"bounds":{"rows_first":250,"rows_last":62,"rows_between":250,"halvings":3}}
[{"$f":"A7","v":"! GoldSim Time History Results,GSVersion:10.50.300"}]
[{"$f":"B7","v":"Result:Statistics"}]
[{"$f":"C7","v":"Element:\\Results\\PROJECT_results\\Mine_Features_Results\\FTB_Concs\\Pond2E_Concentrations"}]
[{"$f":"D7","v":"Model:C:\\Tailings Basin\\Version 6.0\\NorthMet_PlantSite_FEIS_BiggerWWTP.gsm"}]
[{"$f":"E7","v":"Time:12/15/2014 16:12:17"}]
["Copied","2014-12-16T08:38:42"]
["! GoldSim Time History Results,GSVersion:10.50.300","Result:Statistics","Element:\\Results\\PROJECT_results\\Mine_Features_Results\\FTB_Concs\\Pond2E_Concentrations","Model:C:\\Tailings Basin\\Version 6.0\\NorthMet_PlantSite_FEIS_BiggerWWTP.gsm","Time:12/15/2014 16:12:17"]
["!Statistics"]
["Time (yr)","Cell2E_Pond_Quality.Concentration_in_Water[Ag] [ug/L],Mean","Cell2E_Pond_Quality.Concentration_in_Water[Ag] [ug/L],10%","Cell2E_Pond_Quality.Concentration_in_Water[Ag] [ug/L],Median","Cell2E_Pond_Quality.Concentration_in_Water[Ag] [ug/L],90%","Cell2E_Pond_Quality.Concentration_in_Water[Al] [ug/L],Mean","Cell2E_Pond_Quality.Concentration_in_Water[Al] [ug/L],10%","Cell2E_Pond_Quality.Concentration_in_Water[Al] [ug/L],Median","Cell2E_Pond_Quality.Concentration_in_Water[Al] [ug/L],90%","Cell2E_Pond_Quality.Concentration_in_Water[Alk] [ug/L],Mean","Cell2E_Pond_Quality.Concentration_in_Water[Alk] [ug/L],10%","Cell2E_Pond_Quality.Concentration_in_Water[Alk] [ug/L],Median","Cell2E_Pond_Quality.Concentration_in_Water[Alk] [ug/L],90%","Cell2E_Pond_Quality.Concentration_in_Water[As] [ug/L],Mean","Cell2E_Pond_Quality.Concentration_in_Water[As] [ug/L],10%","Cell2E_Pond_Quality.Concentration_in_Water[As] [ug/L],Median","Cell2E_Pond_Quality.Concentration_in_Water[As] [ug/L],90%","Cell2E_Pond_Quality.Concentration_in_Water[B] [ug/L],Mean","Cell2E_Pond_Quality.Concentration_in_Water[B] [ug/L],10%","Cell2E_Pond_Quality.Concentration_in_Water[B] [ug/L],Median","Cell2E_Pond_Quality.Concentration_in_Water[B] [ug/L],90%","Cell2E_Pond_Quality.Concentration_in_Water[Ba] [ug/L],Mean","Cell2E_Pond_Quality.Concentration_in_Water[Ba] [ug/L],10%","Cell2E_Pond_Quality.Concentration_in_Water[Ba] [ug/L],Median","Cell2E_Pond_Quality.Concentration_in_Water[Ba] [ug/L],90%","Cell2E_Pond_Quality.Concentration_in_Water[Be] [ug/L],Mean","Cell2E_Pond_Quality.Concentration_in_Water[Be] [ug/L],10%","Cell2E_Pond_Quality.Concentration_in_Water[Be] [ug/L],Median","Cell2E_Pond_Quality.Concentration_in_Water[Be] [ug/L],90%","Cell2E_Pond_Quality.Concentration_in_Water[Ca] [ug/L],Mean","Cell2E_Pond_Quality.Concentration_in_Water[Ca] [ug/L],10%","Cell2E_Pond_Quality.Concentration_in_Water[Ca] [ug/L],Median","Cell2E_Pond_Quality.Concentration_in_Water[Ca] [ug/L],90%","Cell2E_Pond_Quality.Concentration_in_Water[Cd] [ug/L],Mean","Cell2E_Pond_Quality.Concentration_in_Water[Cd] [ug/L],10%","Cell2E_Pond_Quality.Concentration_in_Water[Cd] [ug/L],Median","Cell2E_Pond_Quality.Concentration_in_Water[Cd] [ug/L],90%","Cell2E_Pond_Quality.Concentration_in_Water[Cl] [ug/L],Mean","Cell2E_Pond_Quality.Concentration_in_Water[Cl] [ug/L],10%","Cell2E_Pond_Quality.Concentration_in_Water[Cl] [ug/L],Median","Cell2E_Pond_Quality.Concentration_in_Water[Cl] [ug/L],90%","Cell2E_Pond_Quality.Concentration_in_Water[Co] [ug/L],Mean","Cell2E_Pond_Quality.Concentration_in_Water[Co] [ug/L],10%","Cell2E_Pond_Quality.Concentration_in_Water[Co] [ug/L],Median","Cell2E_Pond_Quality.Concentration_in_Water[Co] [ug/L],90%","Cell2E_Pond_Quality.Concentration_in_Water[Cr] [ug/L],Mean","Cell2E_Pond_Quality.Concentration_in_Water[Cr] [ug/L],10%","Cell2E_Pond_Quality.Concentration_in_Water[Cr] [ug/L],Median","Cell2E_Pond_Quality.Concentration_in_Water[Cr] [ug/L],90%","Cell2E_Pond_Quality.Concentration_in_Water[Cu] [ug/L],Mean","Cell2E_Pond_Quality.Concentration_in_Water[Cu] [ug/L],10%","Cell2E_Pond_Quality.Concentration_in_Water[Cu] [ug/L],Median","Cell2E_Pond_Quality.Concentration_in_Water[Cu] [ug/L],90%","Cell2E_Pond_Quality.Concentration_in_Water[F] [ug/L],Mean","Cell2E_Pond_Quality.Concentration_in_Water[F] [ug/L],10%","Cell2E_Pond_Quality.Concentration_in_Water[F] [ug/L],Median","Cell2E_Pond_Quality.Concentration_in_Water[F] [ug/L],90%","Cell2E_Pond_Quality.Concentration_in_Water[Fe] [ug/L],Mean","Cell2E_Pond_Quality.Concentration_in_Water[Fe] [ug/L],10%","Cell2E_Pond_Quality.Concentration_in_Water[Fe] [ug/L],Median","Cell2E_Pond_Quality.Concentration_in_Water[Fe] [ug/L],90%","Cell2E_Pond_Quality.Concentration_in_Water[K] [ug/L],Mean","Cell2E_Pond_Quality.Concentration_in_Water[K] [ug/L],10%","Cell2E_Pond_Quality.Concentration_in_Water[K] [ug/L],Median","Cell2E_Pond_Quality.Concentration_in_Water[K] [ug/L],90%","Cell2E_Pond_Quality.Concentration_in_Water[Mg] [ug/L],Mean","Cell2E_Pond_Quality.Concentration_in_Water[Mg] [ug/L],10%","Cell2E_Pond_Quality.Concentration_in_Water[Mg] [ug/L],Median","Cell2E_Pond_Quality.Concentration_in_Water[Mg] [ug/L],90%","Cell2E_Pond_Quality.Concentration_in_Water[Mn] [ug/L],Mean","Cell2E_Pond_Quality.Concentration_in_Water[Mn] [ug/L],10%","Cell2E_Pond_Quality.Concentration_in_Water[Mn] [ug/L],Median","Cell2E_Pond_Quality.Concentration_in_Water[Mn] [ug/L],90%","Cell2E_Pond_Quality.Concentration_in_Water[Na] [ug/L],Mean","Cell2E_Pond_Quality.Concentration_in_Water[Na] [ug/L],10%","Cell2E_Pond_Quality.Concentration_in_Water[Na] [ug/L],Median","Cell2E_Pond_Quality.Concentration_in_Water[Na] [ug/L],90%","Cell2E_Pond_Quality.Concentration_in_Water[Ni] [ug/L],Mean","Cell2E_Pond_Quality.Concentration_in_Water[Ni] [ug/L],10%","Cell2E_Pond_Quality.Concentration_in_Water[Ni] [ug/L],Median","Cell2E_Pond_Quality.Concentration_in_Water[Ni] [ug/L],90%","Cell2E_Pond_Quality.Concentration_in_Water[Pb] [ug/L],Mean","Cell2E_Pond_Quality.Concentration_in_Water[Pb] [ug/L],10%","Cell2E_Pond_Quality.Concentration_in_Water[Pb] [ug/L],Median","Cell2E_Pond_Quality.Concentration_in_Water[Pb] [ug/L],90%","Cell2E_Pond_Quality.Concentration_in_Water[Sb] [ug/L],Mean","Cell2E_Pond_Quality.Concentration_in_Water[Sb] [ug/L],10%","Cell2E_Pond_Quality.Concentration_in_Water[Sb] [ug/L],Median","Cell2E_Pond_Quality.Concentration_in_Water[Sb] [ug/L],90%","Cell2E_Pond_Quality.Concentration_in_Water[Se] [ug/L],Mean","Cell2E_Pond_Quality.Concentration_in_Water[Se] [ug/L],10%","Cell2E_Pond_Quality.Concentration_in_Water[Se] [ug/L],Median","Cell2E_Pond_Quality.Concentration_in_Water[Se] [ug/L],90%","Cell2E_Pond_Quality.Concentration_in_Water[SO4] [ug/L],Mean","Cell2E_Pond_Quality.Concentration_in_Water[SO4] [ug/L],10%","Cell2E_Pond_Quality.Concentration_in_Water[SO4] [ug/L],Median","Cell2E_Pond_Quality.Concentration_in_Water[SO4] [ug/L],90%","Cell2E_Pond_Quality.Concentration_in_Water[Tl] [ug/L],Mean","Cell2E_Pond_Quality.Concentration_in_Water[Tl] [ug/L],10%","Cell2E_Pond_Quality.Concentration_in_Water[Tl] [ug/L],Median","Cell2E_Pond_Quality.Concentration_in_Water[Tl] [ug/L],90%","Cell2E_Pond_Quality.Concentration_in_Water[V] [ug/L],Mean","Cell2E_Pond_Quality.Concentration_in_Water[V] [ug/L],10%","Cell2E_Pond_Quality.Concentration_in_Water[V] [ug/L],Median","Cell2E_Pond_Quality.Concentration_in_Water[V] [ug/L],90%","Cell2E_Pond_Quality.Concentration_in_Water[Zn] [ug/L],Mean","Cell2E_Pond_Quality.Concentration_in_Water[Zn] [ug/L],10%","Cell2E_Pond_Quality.Concentration_in_Water[Zn] [ug/L],Median","Cell2E_Pond_Quality.Concentration_in_Water[Zn] [ug/L],90%"]
[0,0.1,0.1,0.1,0.1,6.2180999999999997,4.7586000000000004,6.1185,7.8650000000000002,52854,42430,52300,65004,5.4,5.4,5.4,5.4,100,100,100,100,28.414000000000001,28.414000000000001,28.414000000000001,28.414000000000001,0.2,0.2,0.2,0.2,34000,34000,34000,34000,9.9918999999999994E-2,0.1,0.1,0.1,23000,23000,23000,23000,0.6,0.6,0.6,0.6,0.5,0.5,0.5,0.5,1,1,1,1,4400,4400,4400,4400,28.696000000000002,23.736999999999998,30,30,12000,12000,12000,12000,66000,66000,66000,66000,79,79,79,79,77000,77000,77000,77000,1,1,1,1,1.6,1.6,1.6,1.6,0.25,0.25,0.25,0.25,0.5,0.5,0.5,0.5,130000,130000,130000,130000,0.17,0.17,0.17,0.17,5.41,5.41,5.41,5.41,13,13,13,13]
[8.3333299999999999E-2,6.5671999999999994E-2,6.1879999999999998E-2,6.5623000000000001E-2,6.9719000000000003E-2,6.0818000000000003,4.7586000000000004,6.1185,7.3063000000000002,52854,42430,52300,65004,2.6896,2.6305999999999998,2.6836000000000002,2.7545999999999999,100,100,100,100,28.414000000000001,28.414000000000001,28.414000000000001,28.414000000000001,0.11108,0.10135,0.11063000000000001,0.12139,16085,15716,16054,16511,0.13505,0.12130000000000001,0.13511000000000001,0.14929999999999999,12859,12232,12821,13528,0.38643,0.36909999999999998,0.38622000000000001,0.40384999999999999,0.32862000000000002,0.29609999999999997,0.32876,0.36077999999999999,1.1314,1.0305,1.1311,1.2333000000000001,2053.1,2008.2,2049.3000000000002,2100.5,20.92,19.664999999999999,20.850999999999999,22.285,6730.8,6439.7,6717.5,7045.4,31142,30491,31075,31876,37.264000000000003,36.488999999999997,37.195,38.118000000000002,42176,40581,42101,43886,2.706,2.3551000000000002,2.7054999999999998,3.0518000000000001,1.0265,0.93937999999999999,1.0203,1.1258999999999999,0.80488999999999999,0.70018999999999998,0.80569999999999997,0.90791999999999995,0.33806999999999998,0.32184000000000001,0.33782000000000001,0.35407,64955,63534,64810,66534,8.1138000000000002E-2,7.9092999999999997E-2,8.0988000000000004E-2,8.3280999999999994E-2,2.6069,2.5474000000000001,2.5998999999999999,2.6724999999999999,14.616,13.324999999999999,14.619,15.935]
[0.16666700000000001,0.10453999999999999,8.9821999999999999E-2,0.1017,0.12354999999999999,6.2180999999999997,4.7586000000000004,6.1185,7.8650000000000002,52854,42430,52300,65004,2.4495,2.3125,2.4329999999999998,2.5897999999999999,96.741,95.695999999999998,96.691999999999993,97.811999999999998,35.481000000000002,35.207000000000001,35.503999999999998,35.729999999999997,0.12703,0.1176,0.12676999999999999,0.13702,17866,16731,17767,19054,0.18340999999999999,0.16456000000000001,0.18482000000000001,0.20351,12417,11669,12418,13154,1.3130999999999999,0.72206000000000004,1.1858,2.1044999999999998,0.4325,0.3967,0.43230000000000002,0.46747,36.78,17.428999999999998,31.67,63.454999999999998,1603.2,1570.7,1603.1,1633.3,39.064,23.774999999999999,39.189,53.707000000000001,5919.9,5626.5,5901.8,6223,27049,26600,27032,27531,75.549000000000007,62.076000000000001,72.114000000000004,93.433999999999997,37023,35384,36978,38730,20.042000000000002,8.7078000000000007,17.530999999999999,34.835999999999999,1.179,1.0512999999999999,1.1672,1.3161,1.161,1.0195000000000001,1.1687000000000001,1.3062,0.49585000000000001,0.47271000000000002,0.49570999999999998,0.51973000000000003,65811,62522,65190,69932,6.6762000000000002E-2,6.2829999999999997E-2,6.5678E-2,7.1460999999999997E-2,2.5007999999999999,2.3165,2.4548999999999999,2.7555999999999998,17.946000000000002,16.166,18.036999999999999,19.722000000000001]
[0.25,0.13789999999999999,0.11197,0.13314000000000001,0.17218,6.2180999999999997,4.7586000000000004,6.1185,7.8650000000000002,52854,42430,52300,65004,3.0606,2.8921000000000001,3.0322,3.2685,100,100,100,100,35.347000000000001,34.65,35.436999999999998,35.914999999999999,0.16252,0.15207999999999999,0.16222,0.17322000000000001,21792,20819,21731,22832,0.22341,0.20185,0.22631000000000001,0.24920999999999999,16062,15124,16047,17073,2.1560000000000001,1.0709,1.9237,3.5918999999999999,0.52222999999999997,0.48194999999999999,0.52117999999999998,0.56289999999999996,46.959000000000003,22.472000000000001,36.53,90.009,2279.4,2189.1,2286,2356.1,39.064,23.774999999999999,39.189,53.707000000000001,7100.4,6726.4,7102.1,7464.5,33539,33012,33558,34052,117.24,105.18,114.71,133.69999999999999,47734,45616,47708,49833,34.460999999999999,13.599,29.948,61.823999999999998,1.5114000000000001,1.3323,1.4876,1.7223999999999999,1.448,1.2748999999999999,1.4602999999999999,1.6254999999999999,0.59308000000000005,0.56233999999999995,0.59335000000000004,0.62707000000000002,84233,81058,83837,88076,8.5595000000000004E-2,8.1462999999999994E-2,8.4991999999999998E-2,9.0235999999999997E-2,3.2675000000000001,2.9367000000000001,3.1859999999999999,3.7280000000000002,22.26,20.135999999999999,22.382999999999999,24.45]
[0.33333299999999999,0.15587000000000001,0.12512999999999999,0.15185999999999999,0.2,6.2180999999999997,4.7586000000000004,6.1185,7.8650000000000002,52854,42430,52300,65004,3.4083000000000001,3.2046999999999999,3.3759000000000001,3.6720999999999999,100,100,100,100,32.655000000000001,32.183999999999997,32.695999999999998,33.051000000000002,0.18248,0.17091999999999999,0.18207000000000001,0.19456000000000001,23859,23043,23816,24688,0.25306000000000001,0.22855,0.25580999999999998,0.28315000000000001,18207,17061,18204,19383,2.7359,1.3147,2.4203999999999999,4.6345999999999998,0.57411999999999996,0.53239999999999998,0.57386000000000004,0.62009999999999998,50.35,22.954999999999998,37.554000000000002,97.244,2581.8000000000002,2477,2591.3000000000002,2672.1,39.064,23.774999999999999,39.189,53.707000000000001,7904.1,7480.1,7891.7,8331.4,37584,36719,37643,38371,159.59,144.84,156.63999999999999,177.67,53882,51497,53851,56274,44.512,17.015999999999998,38.552,81.028999999999996,1.7149000000000001,1.4896,1.6733,1.9934000000000001,1.6884999999999999,1.4833000000000001,1.6997,1.9051,0.64285999999999999,0.60490999999999995,0.64222999999999997,0.68638999999999994,95908,92806,95930,99002,9.5011999999999999E-2,9.0804999999999997E-2,9.4751000000000002E-2,9.9317000000000003E-2,3.6640000000000001,3.2212999999999998,3.5583,4.2720000000000002,25.484000000000002,22.986000000000001,25.632999999999999,28.06]
[0.41666700000000001,0.16725999999999999,0.13564999999999999,0.16650999999999999,0.2,6.2180999999999997,4.7586000000000004,6.1185,7.8650000000000002,52854,42430,52300,65004,3.5347,3.2995000000000001,3.5,3.8372000000000002,100,100,100,100,31.324000000000002,31.001999999999999,31.317,31.65,0.19461000000000001,0.18234,0.19459000000000001,0.20732999999999999,25117,24238,25140,25942,0.27799000000000001,0.24664,0.28305000000000002,0.31218000000000001,19156,17915,19177,20484,3.2002000000000002,1.4962,2.8319000000000001,5.4939,0.61167000000000005,0.56403999999999999,0.60912999999999995,0.6613,52.228999999999999,23.11,38.551000000000002,108.5,2562.9,2449.3000000000002,2573.8000000000002,2657.6,39.064,23.774999999999999,39.189,53.707000000000001,8295,7813.4,8314.2999999999993,8753.2000000000007,39633,38537,39730,40602,187.74,145.19999999999999,200.13,225.7,56029,53196,56195,58751,52.694000000000003,20.085999999999999,45.320999999999998,96.632000000000005,1.8357000000000001,1.5797000000000001,1.7909999999999999,2.17,1.9061999999999999,1.6577999999999999,1.9161999999999999,2.1389999999999998,0.68039000000000005,0.63410999999999995,0.68101999999999996,0.73009999999999997,103190,100020,103410,106340,9.6216999999999997E-2,9.1656000000000001E-2,9.6148999999999998E-2,0.1008,3.7833999999999999,3.2650000000000001,3.6558999999999999,4.5080999999999998,27.95,24.972999999999999,28.03,30.898]
[0.5,0.17552000000000001,0.14355999999999999,0.17877999999999999,0.2,6.2180999999999997,4.7586000000000004,6.1185,7.8650000000000002,52854,42430,52300,65004,3.6063999999999998,3.3451,3.5672999999999999,3.9544999999999999,100,100,100,100,30.597999999999999,30.300999999999998,30.573,30.901,0.20347999999999999,0.19119,0.20322999999999999,0.21617,25981,25148,25951,26803,0.30129,0.26296000000000003,0.30810999999999999,0.34234999999999999,19774,18319,19693,21286,3.6294,1.6721999999999999,3.2195999999999998,6.2217000000000002,0.64129000000000003,0.58764000000000005,0.63858999999999999,0.69725000000000004,53.481999999999999,23.361999999999998,38.875,112.47,2473.9,2381.6999999999998,2479.5,2562.3000000000002,39.064,23.774999999999999,39.189,53.707000000000001,8609.1,8108.6,8625.4,9099.7999999999993,40968,40080,41023,41805,203.1,145.19999999999999,212.71,260.39,57164,54219,57101,60121,60.415999999999997,22.408999999999999,51.899000000000001,111.14,1.9366000000000001,1.6458999999999999,1.8835999999999999,2.2949000000000002,2.1175000000000002,1.8435999999999999,2.1269999999999998,2.3847999999999998,0.71231,0.66110999999999998,0.71035999999999999,0.77031000000000005,108900,105730,108870,111940,9.5449000000000006E-2,9.0870000000000006E-2,9.5367999999999994E-2,9.9696999999999994E-2,3.8389000000000002,3.2408999999999999,3.6909000000000001,4.7167000000000003,30.18,26.724,30.231000000000002,33.523000000000003]
[0.58333299999999999,0.18265999999999999,0.15146000000000001,0.19127,0.2,6.2180999999999997,4.7586000000000004,6.1185,7.8650000000000002,52854,42430,52300,65004,3.6951000000000001,3.4127000000000001,3.6488,4.0669000000000004,100,100,100,100,30.074999999999999,29.808,30.074000000000002,30.356999999999999,0.21296000000000001,0.19903999999999999,0.21246999999999999,0.22786000000000001,26862,25933,26863,27766,0.32612999999999998,0.28277000000000002,0.33594000000000002,0.37252999999999997,20492,18948,20467,22140,4.0728,1.8643000000000001,3.5958000000000001,7.0321999999999996,0.67078000000000004,0.61338999999999999,0.66900999999999999,0.73184000000000005,54.335999999999999,23.504999999999999,38.875,115.37,2398.9,2301.3000000000002,2407.6,2491.3000000000002,39.064,23.774999999999999,39.189,53.707000000000001,8955.4,8386.5,8972.2999999999993,9486.2000000000007,42343,41405,42390,43215,206.53,145.19999999999999,212.71,274.52999999999997,58660,55431,58655,61960,68.516000000000005,25.370999999999999,58.947000000000003,126.12,2.0522999999999998,1.7224999999999999,1.9901,2.4698000000000002,2.3483999999999998,2.0447000000000002,2.3561000000000001,2.633,0.74782000000000004,0.68857999999999997,0.74580999999999997,0.80881000000000003,114880,111560,115000,118150,9.5233999999999999E-2,9.0486999999999998E-2,9.5152E-2,9.9759E-2,3.92,3.2326000000000001,3.7456,4.8746999999999998,32.576000000000001,28.451000000000001,32.713000000000001,36.192]
[0.66666700000000001,0.18748999999999999,0.15845000000000001,0.2,0.2,6.2180999999999997,4.7586000000000004,6.1185,7.8650000000000002,52854,42430,52300,65004,3.7389000000000001,3.4274,3.68,4.1520000000000001,100,100,100,100,29.565000000000001,29.297000000000001,29.550999999999998,29.84,0.22058,0.20710000000000001,0.22001000000000001,0.23480000000000001,27619,26614,27660,28577,0.34716999999999998,0.29851,0.35876999999999998,0.39967000000000003,20974,19210,20896,22779,4.4622000000000002,2.0181,3.9165000000000001,7.7511999999999999,0.69774000000000003,0.63846000000000003,0.69589000000000001,0.76322000000000001,54.845999999999997,23.713999999999999,38.991,115.37,2287.6,2172,2295.5,2391.3000000000002,39.064,23.774999999999999,39.189,53.707000000000001,9182.5,8611.9,9188.2999999999993,9730.4,43193,42135,43263,44160,206.56,145.19999999999999,212.71,274.88,59278,55651,59361,62721,75.7,27.905000000000001,65.049000000000007,139.16,2.1461999999999999,1.794,2.0731999999999999,2.5975999999999999,2.5465,2.2128999999999999,2.5485000000000002,2.8466999999999998,0.78169,0.71684999999999999,0.77851000000000004,0.85058999999999996,119540,115820,119510,122980,9.3826999999999994E-2,8.8862999999999998E-2,9.3563999999999994E-2,9.8979999999999999E-2,3.9605999999999999,3.2073999999999998,3.7637,5.0076000000000001,34.505000000000003,29.76,34.764000000000003,38.662999999999997]
[0.75,0.18990000000000001,0.16338,0.2,0.2,6.2180999999999997,4.7586000000000004,6.1185,7.8650000000000002,52854,42430,52300,65004,3.7166999999999999,3.3841999999999999,3.6533000000000002,4.1513999999999998,100,100,100,100,29.190999999999999,28.923999999999999,29.19,29.484000000000002,0.22450999999999999,0.20957000000000001,0.2248,0.23913999999999999,27979,26973,27972,28999,0.36148000000000002,0.30465999999999999,0.37483,0.41585,21121,19351,21036,23059,4.7464000000000004,2.1177999999999999,4.1858000000000004,8.2685999999999993,0.71562999999999999,0.65322999999999998,0.71414999999999995,0.78027999999999997,55.146999999999998,23.824000000000002,38.991,115.54,2140.8000000000002,2013.6,2145.1999999999998,2256.1999999999998,39.064,23.774999999999999,39.189,53.707000000000001,9269,8654.5,9256.1,9901.7000000000007,43292,42117,43359,44451,206.56,145.19999999999999,212.71,274.88,58992,55276,59061,62773,81.007999999999996,29.506,69.578999999999994,148.66999999999999,2.1993,1.8076000000000001,2.1259000000000001,2.7025999999999999,2.6882999999999999,2.3530000000000002,2.6922999999999999,3.0144000000000002,0.80423999999999995,0.73704999999999998,0.80054999999999998,0.88000999999999996,121970,117620,121980,125900,9.0750999999999998E-2,8.5505999999999999E-2,9.0470999999999996E-2,9.6093999999999999E-2,3.9340999999999999,3.12,3.7214999999999998,5.0755999999999997,35.755000000000003,30.701000000000001,36.082999999999998,40.347999999999999]
[0.83333299999999999,0.1925,0.16855000000000001,0.2,0.2,6.2180999999999997,4.7586000000000004,6.1185,7.8650000000000002,52854,42430,52300,65004,3.7675000000000001,3.4134000000000002,3.7014999999999998,4.2297000000000002,100,100,100,100,29.004000000000001,28.707000000000001,28.998999999999999,29.338999999999999,0.23180999999999999,0.2155,0.23180999999999999,0.24740000000000001,28644,27638,28702,29652,0.37986999999999999,0.30943999999999999,0.39499000000000001,0.44063000000000002,21693,19788,21544,23792,5.1025999999999998,2.2602000000000002,4.4946999999999999,8.9899000000000004,0.73856999999999995,0.67235999999999996,0.73768999999999996,0.80850999999999995,55.488,23.824000000000002,39.052999999999997,116.98,2059.4,1928.8,2067.6,2173.5,39.064,23.774999999999999,39.189,53.707000000000001,9510.4,8843.1,9514.7999999999993,10118,44287,43021,44349,45445,206.56,145.19999999999999,212.71,274.88,59904,55777,60021,63726,87.495000000000005,32.100999999999999,75.231999999999999,162.38999999999999,2.2866,1.8762000000000001,2.2161,2.831,2.8712,2.52,2.8811,3.2147000000000001,0.83074000000000003,0.75505999999999995,0.82799,0.91256999999999999,126580,122070,126520,130750,8.9886999999999995E-2,8.4345000000000003E-2,8.9588000000000001E-2,9.536E-2,3.9803000000000002,3.0943000000000001,3.7507999999999999,5.2135999999999996,37.451999999999998,31.852,37.923000000000002,42.61]
[0.91666700000000001,0.19431999999999999,0.17552000000000001,0.2,0.2,6.2180999999999997,4.7586000000000004,6.1185,7.8650000000000002,52854,42430,52300,65004,3.8041999999999998,3.4211,3.7363,4.2983000000000002,100,100,100,100,28.661999999999999,28.361999999999998,28.661999999999999,28.992999999999999,0.23721999999999999,0.21981000000000001,0.23760999999999999,0.25372,29109,28062,29169,30169,0.39634000000000003,0.30943999999999999,0.41113,0.46403,22085,20134,21844,24402,5.4257,2.3860000000000001,4.7679999999999998,9.5764999999999993,0.75622999999999996,0.68901000000000001,0.75397000000000003,0.82550000000000001,55.741999999999997,23.873999999999999,39.276000000000003,117.72,1973.5,1830.9,1984.7,2092,39.064,23.774999999999999,39.189,53.707000000000001,9703.2999999999993,8971.1,9738.2000000000007,10372,44888,43489,44986,46140,206.56,145.19999999999999,212.71,274.88,60473,56291,60598,64490,93.47,34.380000000000003,80.284000000000006,173.16,2.3643999999999998,1.9196,2.2858999999999998,2.9281999999999999,3.0386000000000002,2.6543000000000001,3.0428000000000002,3.4186999999999999,0.85526999999999997,0.77646000000000004,0.85284000000000004,0.93984000000000001,130230,125450,130350,134610,8.8747000000000006E-2,8.2946000000000006E-2,8.8496000000000005E-2,9.4664999999999999E-2,4.0152999999999999,3.0714999999999999,3.7683,5.3308999999999997,38.942999999999998,32.448999999999998,39.64,44.554000000000002]
[1,0.19520999999999999,0.17846000000000001,0.2,0.2,6.2180999999999997,4.7586000000000004,6.1185,7.8650000000000002,52854,42430,52300,65004,3.8142,3.4155000000000002,3.7403,4.3371000000000004,100,100,100,100,28.402000000000001,28.099,28.39,28.74,0.23827999999999999,0.22231999999999999,0.23835999999999999,0.25361,29513,28511,29550,30513,0.40949000000000002,0.31068000000000001,0.42612,0.48053000000000001,21746,19716,21516,24044,5.6962000000000002,2.4830999999999999,5.0284000000000004,10.096,0.77236000000000005,0.70887,0.76966000000000001,0.84,55.921999999999997,23.873999999999999,39.276000000000003,117.82,1877.4,1729.7,1888.3,2006.6,39.064,23.774999999999999,39.189,53.707000000000001,9699.7999999999993,8966.7999999999993,9717.7000000000007,10341,44960,43454,45087,46318,206.56,145.19999999999999,212.71,274.88,59643,55301,59684,63773,98.524000000000001,36.158000000000001,84.564999999999998,183.49,2.3742000000000001,1.9179999999999999,2.274,2.9584000000000001,3.1821000000000002,2.7812999999999999,3.1934,3.5712000000000002,0.87707000000000002,0.79632000000000003,0.87348000000000003,0.96526999999999996,132650,127590,132820,137540,8.7871000000000005E-2,8.1542000000000003E-2,8.7669999999999998E-2,9.4201999999999994E-2,4.0403000000000002,3.0405000000000002,3.7827999999999999,5.4405999999999999,40.134,32.694000000000003,40.831000000000003,46.167000000000002]
[1.0833299999999999,0.19667999999999999,0.18521000000000001,0.2,0.2,6.2180999999999997,4.7586000000000004,6.1185,7.8650000000000002,52854,42430,52300,65004,3.8765999999999998,3.4430999999999998,3.8081999999999998,4.4580000000000002,100,100,100,100,28.236000000000001,27.907,28.22,28.585000000000001,0.24407999999999999,0.22672,0.24393000000000001,0.26200000000000001,30006,28750,30039,31129,0.43751000000000001,0.31068000000000001,0.45950000000000002,0.51776999999999995,21988,19778,21808,24584,5.98,2.6095999999999999,5.2390999999999996,10.528,0.80989,0.74175999999999997,0.80852000000000002,0.87968000000000002,56.094999999999999,23.873999999999999,39.276000000000003,117.82,1801.1,1632.4,1808.5,1953.9,39.064,23.774999999999999,39.189,53.707000000000001,9994.1,9165.1,10023,10775,45315,43045,45421,47336,206.55,145.19999999999999,212.71,274.88,60551,55299,60691,65515,103.82,38.433,89.177999999999997,192.94,2.4721000000000002,1.9845999999999999,2.3744999999999998,3.1101999999999999,3.4733999999999998,3.0438000000000001,3.4765000000000001,3.9072,0.92083000000000004,0.83569000000000004,0.91364999999999996,1.0136000000000001,136320,129480,136510,142940,8.7877999999999998E-2,8.0413999999999999E-2,8.7712999999999999E-2,9.5116000000000006E-2,4.0951000000000004,3.0379,3.8348,5.6169000000000002,42.722999999999999,33.021999999999998,43.837000000000003,49.718000000000004]
[1.1666700000000001,0.19777,0.19122,0.2,0.2,6.2180999999999997,4.7586000000000004,6.1185,7.8650000000000002,52854,42430,52300,65004,3.9268000000000001,3.4988000000000001,3.8469000000000002,4.5168999999999997,100,100,100,100,27.995000000000001,27.565000000000001,27.972999999999999,28.451000000000001,0.24948999999999999,0.2326,0.24981999999999999,0.26657999999999998,30497,29448,30569,31523,0.45888000000000001,0.31068000000000001,0.48487999999999998,0.54805999999999999,22256,20092,22096,24892,6.2483000000000004,2.7242999999999999,5.5004,10.813000000000001,0.83945000000000003,0.76687000000000005,0.83804999999999996,0.91315000000000002,56.317999999999998,23.873999999999999,39.276000000000003,117.89,1729.6,1586,1739.4,1858.7,39.064,23.774999999999999,39.189,53.707000000000001,10232,9425,10263,10970,45776,43873,45909,47396,206.56,145.19999999999999,212.71,274.88,61280,56429,61399,66042,108.86,40.884999999999998,94.698999999999998,199.19,2.5432999999999999,2.0293999999999999,2.4525999999999999,3.1827000000000001,3.7023999999999999,3.2593000000000001,3.7132000000000001,4.1555,0.95589000000000002,0.86868000000000001,0.94991000000000003,1.0505,139830,133810,140090,145460,8.7615999999999999E-2,8.1074999999999994E-2,8.7353E-2,9.4206999999999999E-2,4.1403999999999996,3.0350999999999999,3.8714,5.6196999999999999,44.692,33.021999999999998,46.235999999999997,52.179000000000002]
[1.25,0.19857,0.19900000000000001,0.2,0.2,6.2180999999999997,4.7586000000000004,6.1185,7.8650000000000002,52854,42430,52300,65004,3.9718,3.5318000000000001,3.8767999999999998,4.5603999999999996,100,100,100,100,27.765000000000001,27.411000000000001,27.742999999999999,28.152999999999999,0.25472,0.23647000000000001,0.25446000000000002,0.27182000000000001,31045,30050,31080,32043,0.47693999999999998,0.31068000000000001,0.50443000000000005,0.57204999999999995,22559,20336,22389,25137,6.4965000000000002,2.8740000000000001,5.7415000000000003,11.085000000000001,0.86589000000000005,0.78979999999999995,0.86409000000000002,0.94298999999999999,56.47,23.873999999999999,39.347000000000001,118.13,1660,1530,1670.3,1778.7,39.064,23.774999999999999,39.189,53.707000000000001,10456,9673.7000000000007,10486,11211,46216,44571,46312,47743,206.56,145.19999999999999,212.71,274.88,61991,57146,61992,66715,113.46,43.292000000000002,97.668000000000006,202.55,2.6181999999999999,2.1032000000000002,2.5043000000000002,3.2671000000000001,3.9,3.4405999999999999,3.9034,4.3658000000000001,0.98928000000000005,0.89859999999999995,0.98441999999999996,1.0864,143080,137540,143130,148320,8.7264999999999995E-2,8.0920000000000006E-2,8.6912000000000003E-2,9.3794000000000002E-2,4.1833,3.0508000000000002,3.9081999999999999,5.6521999999999997,46.298999999999999,33.021999999999998,48.168999999999997,54.722000000000001]
[1.3333299999999999,0.19903999999999999,0.2,0.2,0.2,6.2180999999999997,4.7586000000000004,6.1185,7.8650000000000002,52854,42430,52300,65004,4.0034000000000001,3.5545,3.8988999999999998,4.6100000000000003,100,100,100,100,27.561,27.241,27.553000000000001,27.905999999999999,0.25914999999999999,0.24027999999999999,0.25902999999999998,0.27815000000000001,31565,30469,31589,32583,0.49170999999999998,0.31068000000000001,0.52486999999999995,0.59574000000000005,22717,20391,22435,25329,6.7118000000000002,2.9721000000000002,5.9485999999999999,11.404,0.89058999999999999,0.81623999999999997,0.88941999999999999,0.96992999999999996,56.582999999999998,23.873999999999999,39.347000000000001,118.53,1586.1,1458,1589.9,1703.7,39.064,23.774999999999999,39.189,53.707000000000001,10600,9762,10611,11411,46590,44818,46648,48281,206.56,145.19999999999999,212.71,274.88,62306,57362,62217,67310,117.36,45.465000000000003,100.7,209.89,2.6669,2.1326999999999998,2.5497999999999998,3.3652000000000002,4.0641999999999996,3.5689000000000002,4.0564,4.5534999999999997,1.0189999999999999,0.92371000000000003,1.0141,1.1194,145780,139570,145810,151730,8.6578000000000002E-2,8.0278000000000002E-2,8.6263999999999993E-2,9.3593999999999997E-2,4.2085999999999997,3.0326,3.9405000000000001,5.7271000000000001,47.581000000000003,33.021999999999998,49.686,56.966000000000001]
[1.4166700000000001,0.19930999999999999,0.2,0.2,0.2,6.2180999999999997,4.7586000000000004,6.1185,7.8650000000000002,52854,42430,52300,65004,4.0297999999999998,3.5621999999999998,3.9371,4.6166999999999998,100,100,100,100,27.396999999999998,27.042999999999999,27.388999999999999,27.776,0.26402999999999999,0.24467,0.26412999999999998,0.28228999999999999,32156,31111,32190,33161,0.50455000000000005,0.31068000000000001,0.53795000000000004,0.61502999999999997,22855,20546,22588,25432,6.9004000000000003,3.0623999999999998,6.1475,11.88,0.91252,0.83486000000000005,0.90842999999999996,0.99553999999999998,56.656999999999996,23.873999999999999,39.436999999999998,118.95,1515.6,1389.1,1520.4,1633.5,39.064,23.774999999999999,39.189,53.707000000000001,10728,9856.2000000000007,10740,11576,47195,45387,47363,49015,206.56,145.19999999999999,212.71,274.88,62532,57204,62585,67707,120.6,47.107999999999997,103.48,213.42,2.7113,2.1591999999999998,2.6027,3.4018000000000002,4.2061999999999999,3.6920999999999999,4.2133000000000003,4.7073999999999998,1.0438000000000001,0.94772999999999996,1.038,1.1468,148640,142430,148990,154610,8.6017999999999997E-2,7.9302999999999998E-2,8.5642999999999997E-2,9.2970999999999998E-2,4.2180999999999997,2.9996,3.9489999999999998,5.7657999999999996,48.628999999999998,33.021999999999998,50.85,58.767000000000003]
[1.5,0.19958000000000001,0.2,0.2,0.2,6.2180999999999997,4.7586000000000004,6.1185,7.8650000000000002,52854,42430,52300,65004,4.0743999999999998,3.5886999999999998,3.9803999999999999,4.7099000000000002,100,100,100,100,27.228999999999999,26.881,27.201000000000001,27.596,0.26951000000000003,0.25047000000000003,0.26883000000000001,0.28814000000000001,32686,31636,32693,33746,0.51815,0.31068000000000001,0.55369000000000002,0.63383,23096,20755,22853,25931,7.1208999999999998,3.1964999999999999,6.3844000000000003,12.191000000000001,0.93532000000000004,0.85833999999999999,0.93235000000000001,1.0217000000000001,56.756,23.873999999999999,39.436999999999998,118.95,1462.8,1341.4,1466.6,1572.9,39.064,23.774999999999999,39.189,53.707000000000001,10908,9999.1,10921,11726,47921,46178,47977,49535,206.56,145.19999999999999,212.71,274.88,63028,58014,62991,68106,124.44,49.011000000000003,108.15,217.02,2.7650000000000001,2.1970000000000001,2.6522999999999999,3.5182000000000002,4.3655999999999997,3.8408000000000002,4.3695000000000004,4.8815999999999997,1.0676000000000001,0.96450000000000002,1.0607,1.1786000000000001,151910,145610,152010,158070,8.5988999999999996E-2,7.8935000000000005E-2,8.5403000000000007E-2,9.2758999999999994E-2,4.2472000000000003,2.9962,3.9617,5.7691999999999997,49.802999999999997,33.021999999999998,52.319000000000003,60.926000000000002]
[1.5833299999999999,0.19978000000000001,0.2,0.2,0.2,6.2180999999999997,4.7586000000000004,6.1185,7.8650000000000002,52854,42430,52300,65004,4.1623000000000001,3.6408999999999998,4.0603999999999996,4.8083999999999998,100,100,100,100,27.038,26.690999999999999,27.027000000000001,27.402000000000001,0.27656999999999998,0.25778000000000001,0.27537,0.29593999999999998,33396,32333,33355,34491,0.53627000000000002,0.31068000000000001,0.57711999999999997,0.66203999999999996,23567,21145,23230,26459,7.4226000000000001,3.3334999999999999,6.6791999999999998,12.762,0.96360999999999997,0.88185000000000002,0.96031,1.0482,56.847000000000001,23.873999999999999,39.436999999999998,118.95,1430.8,1311.8,1435.6,1540.2,39.064,23.774999999999999,39.189,53.707000000000001,11214,10311,11249,12128,49002,47317,49105,50645,206.56,145.19999999999999,212.71,274.88,64409,59215,64344,69853,129.79,51.317999999999998,112.6,225.87,2.8502999999999998,2.2599999999999998,2.7201,3.6139000000000001,4.5781000000000001,4.0152999999999999,4.5754000000000001,5.1182999999999996,1.1000000000000001,0.99317,1.0926,1.2144999999999999,156550,150290,156770,162980,8.6891999999999997E-2,8.0186999999999994E-2,8.6101999999999998E-2,9.4184000000000004E-2,4.3289,3.0270000000000001,4.0376000000000003,5.9432,51.338999999999999,33.021999999999998,54.249000000000002,63.143999999999998]
[1.6666700000000001,0.19983000000000001,0.2,0.2,0.2,6.2180999999999997,4.7586000000000004,6.1185,7.8650000000000002,52854,42430,52300,65004,4.2013999999999996,3.6698,4.1036000000000001,4.8502999999999998,100,100,100,100,26.779,26.431000000000001,26.762,27.126000000000001,0.28066000000000002,0.26230999999999999,0.27954000000000001,0.30142000000000002,33899,32746,33973,35063,0.54915999999999998,0.31068000000000001,0.59321000000000002,0.68286000000000002,23765,21220,23383,26742,7.6268000000000002,3.431,6.8250999999999999,13.067,0.98458000000000001,0.90315999999999996,0.98340000000000005,1.0743,56.890999999999998,23.873999999999999,39.436999999999998,118.95,1379.6,1263.8,1379.3,1487.6,39.064,23.774999999999999,39.189,53.707000000000001,11382,10466,11409,12248,49504,47753,49526,51204,206.56,145.19999999999999,212.71,274.88,64874,59509,64744,70361,133.47999999999999,52.826999999999998,116.82,230.5,2.9032,2.3020999999999998,2.7730000000000001,3.6417999999999999,4.7313999999999998,4.1677,4.7266000000000004,5.3002000000000002,1.1259999999999999,1.0142,1.1176999999999999,1.2451000000000001,159360,152960,159520,166160,8.6693999999999993E-2,7.9938999999999996E-2,8.6037000000000002E-2,9.4171000000000005E-2,4.3680000000000003,3.0289999999999999,4.0747999999999998,6.0308999999999999,52.387,33.021999999999998,55.884,64.873999999999995]
[1.75,0.19986999999999999,0.2,0.2,0.2,6.2180999999999997,4.7586000000000004,6.1185,7.8650000000000002,52854,42430,52300,65004,4.1649000000000003,3.6377000000000002,4.0564,4.8368000000000002,100,100,100,100,26.626999999999999,26.268000000000001,26.613,26.974,0.28069,0.26111000000000001,0.27989999999999998,0.30131999999999998,33891,32647,33943,35057,0.55335000000000001,0.31068000000000001,0.59675999999999996,0.68818999999999997,23610,21065,23268,26623,7.6727999999999996,3.4479000000000002,6.8772000000000002,13.381,0.98982999999999999,0.90641000000000005,0.98702000000000001,1.0769,56.91,23.873999999999999,39.436999999999998,118.95,1305.7,1193,1305.0999999999999,1415,39.064,23.774999999999999,39.189,53.707000000000001,11348,10444,11341,12259,49122,47125,49179,51019,206.56,145.19999999999999,212.71,274.88,64217,58815,64146,69495,134.38999999999999,53.503,117.88,233.94,2.9064000000000001,2.282,2.7949999999999999,3.6846000000000001,4.7857000000000003,4.2348999999999997,4.7811000000000003,5.3471000000000002,1.1338999999999999,1.0250999999999999,1.1259999999999999,1.2525999999999999,159260,152290,159410,166930,8.4999000000000005E-2,7.8048999999999993E-2,8.4525000000000003E-2,9.2405000000000001E-2,4.3277999999999999,2.9657,4.0397999999999996,6.0286,52.686999999999998,33.021999999999998,56.04,65.09]
[1.8333299999999999,0.19986999999999999,0.2,0.2,0.2,6.2180999999999997,4.7586000000000004,6.1185,7.8650000000000002,52854,42430,52300,65004,4.2110000000000003,3.6768999999999998,4.1012000000000004,4.8997000000000002,100,100,100,100,26.634,26.228999999999999,26.619,27.010999999999999,0.28510999999999997,0.26466000000000001,0.28436,0.30708999999999997,34359,33124,34401,35549,0.56521999999999994,0.31068000000000001,0.61448999999999998,0.70770999999999995,23900,21236,23614,26985,7.8821000000000003,3.5255999999999998,7.0171999999999999,13.75,1.0099,0.92505000000000004,1.0081,1.0963000000000001,56.953000000000003,23.873999999999999,39.436999999999998,118.95,1267.9000000000001,1156.2,1269.5999999999999,1379,39.064,23.774999999999999,39.189,53.707000000000001,11535,10618,11521,12464,49791,47875,49829,51785,206.56,145.19999999999999,212.71,274.88,65007,59507,64975,70456,138.11000000000001,55.091999999999999,121.76,241.14,2.9588999999999999,2.3071000000000002,2.8431999999999999,3.7730999999999999,4.9366000000000003,4.3689,4.9349999999999996,5.5137,1.1552,1.0463,1.1467000000000001,1.2769999999999999,162360,154720,162520,170030,8.5135000000000002E-2,7.8477000000000005E-2,8.4450999999999998E-2,9.2761999999999997E-2,4.3693,2.9698000000000002,4.0541999999999998,6.1359000000000004,53.677,33.021999999999998,57.402000000000001,67.117999999999995]
[1.9166700000000001,0.19991,0.2,0.2,0.2,6.2180999999999997,4.7586000000000004,6.1185,7.8650000000000002,52854,42430,52300,65004,4.2432999999999996,3.6922999999999999,4.1246999999999998,4.9404000000000003,100,100,100,100,26.47,26.074999999999999,26.454999999999998,26.875,0.28838999999999998,0.26801999999999998,0.28797,0.30814000000000002,34615,33361,34695,35771,0.57567999999999997,0.31068000000000001,0.62661999999999995,0.72343999999999997,24068,21370,23759,27240,8.0568000000000008,3.5943000000000001,7.1680000000000001,14.134,1.0259,0.94306999999999996,1.026,1.1129,56.988,23.873999999999999,39.436999999999998,118.95,1227.0999999999999,1114.2,1229.7,1337.2,39.064,23.774999999999999,39.189,53.707000000000001,11677,10732,11671,12592,50097,48043,50184,52089,206.56,145.19999999999999,212.71,274.88,65550,60190,65627,70977,141.26,56.021999999999998,124.78,245.14,3.008,2.3416999999999999,2.9062000000000001,3.8184999999999998,5.0694999999999997,4.4969000000000001,5.0523999999999996,5.6421999999999999,1.1738,1.0609,1.1647000000000001,1.2946,164510,156760,164570,172410,8.5047999999999999E-2,7.7996999999999997E-2,8.4395999999999999E-2,9.2524999999999996E-2,4.3989000000000003,2.9605000000000001,4.0834999999999999,6.1624999999999996,54.512999999999998,33.021999999999998,58.728000000000002,68.522999999999996]
[2,0.19993,0.2,0.2,0.2,6.2180999999999997,4.7586000000000004,6.1185,7.8650000000000002,52854,42430,52300,65004,4.2458999999999998,3.6878000000000002,4.1303999999999998,4.9664000000000001,100,100,100,100,26.36,25.96,26.349,26.763000000000002,0.29092000000000001,0.26967000000000002,0.29142000000000001,0.31287999999999999,34709,33489,34758,35848,0.58267999999999998,0.31068000000000001,0.63875999999999999,0.73190999999999995,23898,21134,23537,27210,8.1679999999999993,3.6484000000000001,7.2474999999999996,14.375,1.0379,0.95403000000000004,1.0359,1.1255999999999999,57.011000000000003,23.873999999999999,39.436999999999998,118.95,1179.7,1066.2,1180.3,1287.7,39.064,23.774999999999999,39.189,53.707000000000001,11698,10756,11712,12657,49868,47717,49943,52047,206.56,145.19999999999999,212.71,274.88,65146,59547,65148,70649,143.36000000000001,57.137999999999998,126.47,249.99,3.0707,2.3961999999999999,2.9582000000000002,3.9253,5.1619000000000002,4.5797999999999996,5.149,5.7339000000000002,1.1857,1.0724,1.1778,1.3069999999999999,165270,157160,165300,173550,8.4462999999999996E-2,7.7184000000000003E-2,8.3890000000000006E-2,9.2446E-2,4.4051999999999998,2.9548000000000001,4.0907999999999998,6.1779000000000002,55.036000000000001,33.021999999999998,59.161999999999999,69.085999999999999]
[2.0833300000000001,0.19993,0.2,0.2,0.2,6.2180999999999997,4.7586000000000004,6.1185,7.8650000000000002,52854,42430,52300,65004,4.2911999999999999,3.7084999999999999,4.1677999999999997,5.0793999999999997,100,100,100,100,26.321999999999999,25.905000000000001,26.312000000000001,26.74,0.29602000000000001,0.27115,0.29536000000000001,0.32042999999999999,34938,33392,35048,36308,0.59904999999999997,0.31068000000000001,0.65873999999999999,0.75970000000000004,24117,21216,23848,27525,8.3066999999999993,3.6951999999999998,7.3696000000000002,14.574,1.0637000000000001,0.97533999999999998,1.0580000000000001,1.1592,57.033999999999999,23.873999999999999,39.500999999999998,118.95,1145.9000000000001,1020.2,1150.9000000000001,1265.7,39.064,23.774999999999999,39.189,53.707000000000001,11924,10880,11893,13051,49932,46909,50176,52649,206.55,145.19999999999999,212.71,274.88,66053,59905,66057,72332,146.01,59.133000000000003,129.16999999999999,256.94,3.1795,2.4994999999999998,3.0657000000000001,4.0002000000000004,5.3704000000000001,4.7640000000000002,5.3642000000000003,6.0201000000000002,1.2154,1.0965,1.2088000000000001,1.3433999999999999,167270,156460,167350,177130,8.4813E-2,7.6356999999999994E-2,8.4223000000000006E-2,9.3296000000000004E-2,4.4433999999999996,2.9750999999999999,4.1234999999999999,6.2927,56.249000000000002,33.021999999999998,60.753,71.275999999999996]
[2.1666699999999999,0.19997000000000001,0.2,0.2,0.2,6.2180999999999997,4.7586000000000004,6.1185,7.8650000000000002,52854,42430,52300,65004,4.3319999999999999,3.7578,4.2073,5.0907999999999998,100,100,100,100,26.225000000000001,25.736999999999998,26.207999999999998,26.779,0.30012,0.27816999999999997,0.29979,0.32179999999999997,35228,33905,35278,36426,0.61226000000000003,0.31068000000000001,0.68040999999999996,0.78103999999999996,24290,21535,23954,27784,8.452,3.7740999999999998,7.5426000000000002,14.949,1.0881000000000001,1.0055000000000001,1.0873999999999999,1.1760999999999999,57.063000000000002,23.873999999999999,39.500999999999998,119.4,1113.5999999999999,1002.5,1113.2,1223,39.064,23.774999999999999,39.189,53.707000000000001,12117,11112,12136,13144,50119,47641,50261,52500,206.56,145.19999999999999,212.71,274.88,66582,60725,66477,72618,148.66,60.06,131.72999999999999,260.23,3.2496,2.5703,3.1292,4.1246,5.5392000000000001,4.9283999999999999,5.5313999999999997,6.1372,1.2407999999999999,1.1265000000000001,1.2353000000000001,1.3685,169290,160270,169550,178570,8.5106000000000001E-2,7.7229999999999993E-2,8.4251000000000006E-2,9.3195E-2,4.4820000000000002,2.9681000000000002,4.1637000000000004,6.3611000000000004,57.183999999999997,33.021999999999998,62.389000000000003,72.759]
[2.25,0.19999,0.2,0.2,0.2,6.2180999999999997,4.7586000000000004,6.1185,7.8650000000000002,52854,42430,52300,65004,4.3681999999999999,3.7846000000000002,4.2481999999999998,5.1098999999999997,100,100,100,100,26.120999999999999,25.67,26.099,26.574000000000002,0.30486999999999997,0.28534999999999999,0.30281000000000002,0.32735999999999998,35585,34419,35622,36724,0.62327999999999995,0.31068000000000001,0.69557999999999998,0.79600000000000004,24487,21675,24196,27844,8.5800999999999998,3.8357999999999999,7.6082000000000001,15.151999999999999,1.1095999999999999,1.0239,1.1066,1.194,57.091000000000001,23.873999999999999,39.716999999999999,119.4,1082,983.03,1079.0999999999999,1184.4000000000001,39.064,23.774999999999999,39.189,53.707000000000001,12302,11283,12278,13295,50313,48071,50299,52497,206.56,145.19999999999999,212.71,274.88,67156,61339,66996,72915,150.97,61.088999999999999,133.85,262.45999999999998,3.3210000000000002,2.6046999999999998,3.2023000000000001,4.1837,5.6837999999999997,5.0670000000000002,5.6611000000000002,6.274,1.2656000000000001,1.147,1.2565,1.3935,171190,162980,171230,179770,8.5295999999999997E-2,7.7776999999999999E-2,8.4491999999999998E-2,9.3831999999999999E-2,4.5190999999999999,2.9836,4.1734,6.4351000000000003,57.923000000000002,33.021999999999998,63.515999999999998,73.915999999999997]
[2.3333300000000001,0.2,0.2,0.2,0.2,6.2180999999999997,4.7586000000000004,6.1185,7.8650000000000002,52854,42430,52300,65004,4.3868999999999998,3.7888000000000002,4.2619999999999996,5.1654,100,100,100,100,26.026,25.614999999999998,26.016999999999999,26.431000000000001,0.30846000000000001,0.28711999999999999,0.30686000000000002,0.33078999999999997,35875,34652,35897,37108,0.63117999999999996,0.31068000000000001,0.70660000000000001,0.81142000000000003,24537,21887,24154,27891,8.6598000000000006,3.8843000000000001,7.7241999999999997,15.239000000000001,1.129,1.0437000000000001,1.1244000000000001,1.2139,57.100999999999999,23.873999999999999,39.716999999999999,119.4,1045.7,954.22,1041.5999999999999,1147.5,39.064,23.774999999999999,39.189,53.707000000000001,12397,11372,12396,13472,50365,48292,50364,52566,206.55,145.19999999999999,212.71,274.88,67355,61571,67333,72709,152.30000000000001,61.625999999999998,135.87,263.94,3.3714,2.6576,3.2435999999999998,4.2534999999999998,5.7842000000000002,5.1576000000000004,5.7645,6.4063999999999997,1.2849999999999999,1.1733,1.2737000000000001,1.4096,172300,164310,171880,181210,8.5114999999999996E-2,7.7425999999999995E-2,8.4485000000000005E-2,9.3049000000000007E-2,4.5278,2.9788000000000001,4.1936999999999998,6.5098000000000003,58.398000000000003,33.021999999999998,63.91,75.111000000000004]
[2.4166699999999999,0.2,0.2,0.2,0.2,6.2180999999999997,4.7586000000000004,6.1185,7.8650000000000002,52854,42430,52300,65004,4.4051999999999998,3.8073999999999999,4.2873999999999999,5.1646999999999998,100,100,100,100,25.972999999999999,25.548999999999999,25.984999999999999,26.361999999999998,0.31215999999999999,0.29192000000000001,0.31040000000000001,0.33533000000000002,36306,35116,36303,37507,0.63727,0.31068000000000001,0.71545000000000003,0.82211000000000001,24604,21883,24192,28128,8.7263000000000002,3.8992,7.7552000000000003,15.481999999999999,1.147,1.0595000000000001,1.1455,1.236,57.128999999999998,23.873999999999999,39.716999999999999,119.4,1012.8,921.06,1008.8,1109.0999999999999,39.064,23.774999999999999,39.189,53.707000000000001,12474,11466,12440,13531,50787,48622,50767,53134,206.56,145.19999999999999,212.71,274.88,67514,61919,67152,73782,153.28,62.445,135.94,266.55,3.4001999999999999,2.6840999999999999,3.2913999999999999,4.2991000000000001,5.8669000000000002,5.2568999999999999,5.8380000000000001,6.4935999999999998,1.3008999999999999,1.1860999999999999,1.2881,1.4341999999999999,173910,165280,173610,182930,8.4912000000000001E-2,7.7382999999999993E-2,8.4308999999999995E-2,9.2923000000000006E-2,4.5313999999999997,2.9836999999999998,4.2111000000000001,6.5473999999999997,58.79,33.021999999999998,64.891000000000005,75.853999999999999]
[2.5,0.2,0.2,0.2,0.2,6.2180999999999997,4.7586000000000004,6.1185,7.8650000000000002,52854,42430,52300,65004,4.4428999999999998,3.8254999999999999,4.3146000000000004,5.2241999999999997,100,100,100,100,25.896000000000001,25.472000000000001,25.902000000000001,26.312999999999999,0.31585000000000002,0.29421000000000003,0.31479000000000001,0.33922999999999998,36667,35418,36647,37926,0.64495999999999998,0.31068000000000001,0.72533999999999998,0.83294000000000001,24771,21957,24366,28272,8.8474000000000004,3.9636,7.9367999999999999,15.58,1.1637999999999999,1.0767,1.1657999999999999,1.2559,57.143999999999998,23.873999999999999,39.716999999999999,119.4,990.35,898.97,988.8,1085.7,39.064,23.774999999999999,39.189,53.707000000000001,12613,11611,12597,13669,51275,49179,51293,53455,206.56,145.19999999999999,212.71,274.88,67967,62373,67748,73554,155.16,62.447000000000003,137.84,271.75,3.4535,2.7168000000000001,3.3546999999999998,4.3963999999999999,5.9775,5.3464999999999998,5.9598000000000004,6.5721999999999996,1.3169,1.1981999999999999,1.3035000000000001,1.452,175960,167490,175770,184790,8.5309999999999997E-2,7.8043000000000001E-2,8.4619E-2,9.3218999999999996E-2,4.5538999999999996,3.0013999999999998,4.2351999999999999,6.5921000000000003,59.210999999999999,33.021999999999998,65.564999999999998,76.364999999999995]
[2.5833300000000001,0.2,0.2,0.2,0.2,6.2180999999999997,4.7586000000000004,6.1185,7.8650000000000002,52854,42430,52300,65004,4.5288000000000004,3.9077999999999999,4.3887999999999998,5.3307000000000002,100,100,100,100,25.797999999999998,25.39,25.8,26.201000000000001,0.32278000000000001,0.30108000000000001,0.32097999999999999,0.34469,37325,36084,37329,38648,0.65827999999999998,0.31068000000000001,0.74468000000000001,0.85768,25209,22321,24705,28910,9.0757999999999992,4.0758000000000001,8.0479000000000003,15.925000000000001,1.1914,1.1093999999999999,1.1871,1.2868999999999999,57.186,23.873999999999999,39.716999999999999,119.4,980.59,895.06,977.43,1071.5999999999999,39.064,23.774999999999999,39.189,53.707000000000001,12897,11893,12867,13953,52229,50134,52239,54323,206.56,145.19999999999999,212.71,274.88,69301,63134,68992,75261,158.99,63.658000000000001,140.94,277.52,3.5550000000000002,2.7915000000000001,3.4133,4.5382999999999996,6.1680000000000001,5.5258000000000003,6.1368999999999998,6.7971000000000004,1.3463000000000001,1.2233000000000001,1.333,1.4835,179940,171800,179770,188540,8.6517999999999998E-2,7.9141000000000003E-2,8.5791000000000006E-2,9.4945000000000002E-2,4.6318000000000001,3.0251999999999999,4.2979000000000003,6.7643000000000004,59.929000000000002,33.021999999999998,66.762,78.013000000000005]
[2.6666699999999999,0.2,0.2,0.2,0.2,6.2180999999999997,4.7586000000000004,6.1185,7.8650000000000002,52854,42430,52300,65004,4.5580999999999996,3.9228999999999998,4.4214000000000002,5.3795000000000002,100,100,100,100,25.614000000000001,25.227,25.614999999999998,25.989000000000001,0.32595000000000002,0.30459000000000003,0.32371,0.34988999999999998,37652,36390,37651,38916,0.66581999999999997,0.31068000000000001,0.75466,0.86934999999999996,25329,22490,24900,28912,9.1775000000000002,4.1231999999999998,8.2072000000000003,16.088999999999999,1.2079,1.1202000000000001,1.2030000000000001,1.3033999999999999,57.204000000000001,23.873999999999999,39.716999999999999,119.4,956.84,875.47,952.27,1047.4000000000001,39.064,23.774999999999999,39.189,53.707000000000001,13005,11950,12967,14091,52506,50393,52587,54609,206.56,145.19999999999999,212.71,274.88,69645,63966,69502,75371,160.76,64.924999999999997,143.08000000000001,284.36,3.6036999999999999,2.8454000000000002,3.4542999999999999,4.5717999999999996,6.2751999999999999,5.6323999999999996,6.2565999999999997,6.8982999999999999,1.3649,1.248,1.351,1.5027999999999999,181610,173270,181340,190470,8.6807999999999996E-2,7.9313999999999996E-2,8.6209999999999995E-2,9.5520999999999995E-2,4.6592000000000002,3.0640000000000001,4.3391999999999999,6.7987000000000002,60.302999999999997,33.021999999999998,67.257999999999996,78.765000000000001]
[2.75,0.2,0.2,0.2,0.2,6.2180999999999997,4.7586000000000004,6.1185,7.8650000000000002,52854,42430,52300,65004,4.5118999999999998,3.8843000000000001,4.38,5.3188000000000004,100,100,100,100,25.538,25.145,25.542999999999999,25.919,0.32440000000000002,0.30287999999999998,0.32275999999999999,0.34982000000000002,37481,36221,37494,38818,0.66510999999999998,0.31068000000000001,0.75322999999999996,0.86812999999999996,25100,22195,24607,28746,9.1156000000000006,4.0857000000000001,8.1696000000000009,16.084,1.2047000000000001,1.1211,1.2022999999999999,1.3021,57.191000000000003,23.873999999999999,39.716999999999999,119.4,918.57,837.74,912.06,1004.9,39.064,23.774999999999999,39.189,53.707000000000001,12929,11900,12886,14035,51959,49784,51991,54115,206.56,145.19999999999999,212.71,274.88,68963,62827,68934,74864,159.78,64.081000000000003,142.88,283.39,3.5962000000000001,2.8391000000000002,3.4630000000000001,4.5801999999999996,6.2668999999999997,5.6051000000000002,6.2408000000000001,6.9173999999999998,1.363,1.2458,1.3492,1.5032000000000001,180310,171490,180190,189830,8.5575999999999999E-2,7.8010999999999997E-2,8.5130999999999998E-2,9.4044000000000003E-2,4.6109999999999998,3.0070000000000001,4.2983000000000002,6.7469999999999999,60.262,33.021999999999998,66.962999999999994,78.792000000000002]
[2.8333300000000001,0.2,0.2,0.2,0.2,6.2180999999999997,4.7586000000000004,6.1185,7.8650000000000002,52854,42430,52300,65004,4.5560999999999998,3.9140999999999999,4.4325999999999999,5.4394,100,100,100,100,25.597999999999999,25.172000000000001,25.596,26.004000000000001,0.32907999999999998,0.30708999999999997,0.32730999999999999,0.35263,37859,36534,37866,39245,0.67330000000000001,0.31068000000000001,0.76454999999999995,0.88266,25351,22353,24947,28880,9.2529000000000003,4.1645000000000003,8.2829999999999995,16.303000000000001,1.2206999999999999,1.1262000000000001,1.2188000000000001,1.3167,57.216999999999999,23.873999999999999,39.716999999999999,119.64,903.98,824.46,901.26,988.12,39.064,23.774999999999999,39.189,53.707000000000001,13111,12058,13075,14233,52511,50293,52538,54693,206.56,145.19999999999999,212.71,274.88,69690,63751,69644,75646,162.02000000000001,65.930999999999997,144.49,288.29000000000002,3.6570999999999998,2.887,3.5219999999999998,4.6784999999999997,6.3940000000000001,5.7140000000000004,6.3663999999999996,7.0460000000000003,1.3805000000000001,1.2594000000000001,1.3669,1.5182,182750,173700,182590,192670,8.6147000000000001E-2,7.8555E-2,8.5649000000000003E-2,9.4674999999999995E-2,4.6509,3.0365000000000002,4.3235000000000001,6.8468999999999998,60.645000000000003,33.021999999999998,67.635000000000005,79.796999999999997]
[2.9166699999999999,0.2,0.2,0.2,0.2,6.2180999999999997,4.7586000000000004,6.1185,7.8650000000000002,52854,42430,52300,65004,4.5804,3.9405000000000001,4.4494999999999996,5.4836,100,100,100,100,25.489000000000001,25.053000000000001,25.486999999999998,25.898,0.33110000000000001,0.30914000000000003,0.32977000000000001,0.35376999999999997,38008,36618,37979,39381,0.67984,0.31068000000000001,0.77317999999999998,0.89195999999999998,25463,22519,25048,29073,9.35,4.2004000000000001,8.3775999999999993,16.529,1.2332000000000001,1.1432,1.2318,1.3273999999999999,57.237000000000002,23.873999999999999,39.716999999999999,119.84,884.26,806.13,880.74,969.01,39.064,23.774999999999999,39.189,53.707000000000001,13224,12117,13171,14367,52678,50377,52701,54930,206.56,145.19999999999999,212.71,274.88,70078,63630,69970,76189,163.69,66.569999999999993,147.24,292.52,3.6922999999999999,2.9194,3.5346000000000002,4.7079000000000004,6.4939,5.8277999999999999,6.4622000000000002,7.1715,1.3936999999999999,1.2713000000000001,1.3807,1.5341,184060,174660,183960,193610,8.6288000000000004E-2,7.8994999999999996E-2,8.5627999999999996E-2,9.4988000000000003E-2,4.6734,3.0470999999999999,4.3567,6.8914,60.927,33.021999999999998,67.867999999999995,80.543999999999997]
[3,0.2,0.2,0.2,0.2,6.2180999999999997,4.7586000000000004,6.1185,7.8650000000000002,52854,42430,52300,65004,4.5740999999999996,3.9098999999999999,4.4329999999999998,5.4882,100,100,100,100,25.431000000000001,25.013999999999999,25.427,25.852,0.33374999999999999,0.31083,0.33216000000000001,0.35872999999999999,37973,36614,37994,39453,0.68245,0.31068000000000001,0.77753000000000005,0.90137999999999996,25089,22199,24604,28843,9.3816000000000006,4.2119,8.4414999999999996,16.542999999999999,1.2511000000000001,1.1581999999999999,1.2479,1.3441000000000001,57.244999999999997,23.873999999999999,39.716999999999999,119.84,859.79,780.11,854.54,942.93,39.064,23.774999999999999,39.189,53.707000000000001,13208,12113,13196,14305,52312,50069,52297,54641,206.56,145.19999999999999,212.71,274.88,69563,63168,69660,75926,164.33,67.325000000000003,147.91,292.88,3.7751999999999999,2.9988000000000001,3.6259999999999999,4.8030999999999997,6.5442,5.8539000000000003,6.5251999999999999,7.2355999999999998,1.3988,1.2748999999999999,1.3882000000000001,1.5355000000000001,183900,173920,183750,194220,8.6216000000000001E-2,7.8372999999999998E-2,8.5634000000000002E-2,9.4707E-2,4.6619000000000002,3.0466000000000002,4.3360000000000003,6.8855000000000004,61.036000000000001,33.021999999999998,67.989000000000004,81.034000000000006]
[3.0833300000000001,0.2,0.2,0.2,0.2,6.2180999999999997,4.7586000000000004,6.1185,7.8650000000000002,52854,42430,52300,65004,4.6112000000000002,3.915,4.4888000000000003,5.5015000000000001,100,100,100,100,25.439,24.989000000000001,25.436,25.888000000000002,0.33916000000000002,0.31176999999999999,0.33884999999999998,0.36774000000000001,38059,36284,38126,39753,0.69281000000000004,0.31068000000000001,0.78422000000000003,0.92490000000000006,25098,21636,24743,29000,9.4486000000000008,4.1565000000000003,8.4762000000000004,16.626999999999999,1.282,1.1781999999999999,1.2767999999999999,1.3897999999999999,57.273000000000003,23.873999999999999,39.716999999999999,119.84,846.23,758.86,840.34,940.07,39.064,23.774999999999999,39.189,53.707000000000001,13405,12180,13368,14709,52196,49061,52170,55312,206.55,145.19999999999999,212.71,274.88,70085,62902,69902,76829,165.53,67.701999999999998,150.32,294.29000000000002,3.8807,3.0924,3.7298,4.9001999999999999,6.7135999999999996,5.9602000000000004,6.6848999999999998,7.4600999999999997,1.4220999999999999,1.2899,1.4078999999999999,1.5717000000000001,184970,172430,184720,197490,8.6850999999999998E-2,7.825E-2,8.6443000000000006E-2,9.6004000000000006E-2,4.6879,3.0261999999999998,4.3662000000000001,6.9724000000000004,61.338999999999999,33.021999999999998,68.143000000000001,81.480999999999995]
[3.1666699999999999,0.2,0.2,0.2,0.2,6.2180999999999997,4.7586000000000004,6.1185,7.8650000000000002,52854,42430,52300,65004,4.6448999999999998,3.9506999999999999,4.5122999999999998,5.5518000000000001,100,100,100,100,25.396000000000001,24.856000000000002,25.393000000000001,25.959,0.34392,0.31702999999999998,0.34176000000000001,0.37483,38241,36742,38256,39692,0.70147000000000004,0.31068000000000001,0.80105000000000004,0.93706,25143,21963,24743,28839,9.5312000000000001,4.2873999999999999,8.6170000000000009,16.960999999999999,1.3059000000000001,1.2030000000000001,1.3008999999999999,1.4060999999999999,57.267000000000003,23.873999999999999,39.716999999999999,119.84,833.22,753.35,827.49,923.95,39.064,23.774999999999999,39.189,53.707000000000001,13571,12457,13541,14780,52235,49667,52242,54828,206.56,145.19999999999999,212.71,274.88,70512,64253,70590,76935,167.14,69.010999999999996,150.58000000000001,295.58,3.9693000000000001,3.1741000000000001,3.8414000000000001,4.9908000000000001,6.8495999999999997,6.1215999999999999,6.8266999999999998,7.5858999999999996,1.4419,1.3105,1.4316,1.5854999999999999,186250,175270,186130,197040,8.7279999999999996E-2,7.918E-2,8.6820999999999995E-2,9.6260999999999999E-2,4.7160000000000002,3.0628000000000002,4.4034000000000004,7.0952999999999999,61.649000000000001,33.021999999999998,68.445999999999998,82.132999999999996]
[3.25,0.2,0.2,0.2,0.2,6.2180999999999997,4.7586000000000004,6.1185,7.8650000000000002,52854,42430,52300,65004,4.6736000000000004,3.9861,4.5358999999999998,5.6093999999999999,100,100,100,100,25.335999999999999,24.873999999999999,25.331,25.823,0.34717999999999999,0.3211,0.34567999999999999,0.37513999999999997,38485,37075,38491,39839,0.70833999999999997,0.31068000000000001,0.81033999999999995,0.95462000000000002,25269,22182,24853,28941,9.5998999999999999,4.3135000000000003,8.6880000000000006,17.289000000000001,1.3271999999999999,1.22,1.3240000000000001,1.4333,57.256,23.873999999999999,39.716999999999999,119.4,820.16,749.15,815.17,905.93,39.064,23.774999999999999,39.189,53.707000000000001,13721,12600,13664,14886,52294,50016,52263,54666,206.56,145.19999999999999,212.71,274.88,70990,64546,70847,77847,168.45,69.885000000000005,151.84,298.42,4.0408999999999997,3.2166999999999999,3.9009999999999998,5.0621,6.9596999999999998,6.2309000000000001,6.9356999999999998,7.6939000000000002,1.4608000000000001,1.3299000000000001,1.4490000000000001,1.6073999999999999,187410,177600,187250,197600,8.7744000000000003E-2,7.9341999999999996E-2,8.6881E-2,9.6867999999999996E-2,4.7416999999999998,3.0895000000000001,4.4391999999999996,7.1368,61.848999999999997,33.021999999999998,68.555000000000007,82.953000000000003]
[3.3333300000000001,0.2,0.2,0.2,0.2,6.2180999999999997,4.7586000000000004,6.1185,7.8650000000000002,52854,42430,52300,65004,4.6875,3.9984000000000002,4.5637999999999996,5.6098999999999997,100,100,100,100,25.285,24.850999999999999,25.283000000000001,25.713999999999999,0.35010999999999998,0.32469999999999999,0.34813,0.37747999999999998,38657,37271,38683,40119,0.71257000000000004,0.31068000000000001,0.81684999999999997,0.96135000000000004,25247,22193,24808,29141,9.6225000000000005,4.3356000000000003,8.7880000000000003,17.283999999999999,1.3451,1.2381,1.339,1.4550000000000001,57.241999999999997,23.873999999999999,39.716999999999999,119.4,803.79,730.66,797.62,882.3,39.064,23.774999999999999,39.189,53.707000000000001,13783,12630,13704,14968,52262,49972,52249,54724,206.56,145.19999999999999,212.71,274.88,71072,64451,70793,78239,168.79,70.691000000000003,152.4,300.74,4.0928000000000004,3.2605,3.9508000000000001,5.1467000000000001,7.0285000000000002,6.2819000000000003,7.0096999999999996,7.7544000000000004,1.4748000000000001,1.3439000000000001,1.4612000000000001,1.6214,187850,177790,187990,198450,8.7956999999999994E-2,7.9638E-2,8.7225999999999998E-2,9.7016000000000005E-2,4.7460000000000004,3.0724999999999998,4.4275000000000002,7.1321000000000003,61.951000000000001,33.021999999999998,68.555000000000007,83.227000000000004]
[3.4166699999999999,0.2,0.2,0.2,0.2,6.2180999999999997,4.7586000000000004,6.1185,7.8650000000000002,52854,42430,52300,65004,4.7069000000000001,4.0149999999999997,4.5747999999999998,5.6459999999999999,100,100,100,100,25.265999999999998,24.817,25.251000000000001,25.706,0.35404999999999998,0.32819999999999999,0.35392000000000001,0.38272,39013,37646,39058,40400,0.71704999999999997,0.31068000000000001,0.82262999999999997,0.96940999999999999,25238,22261,24919,28998,9.6452000000000009,4.3448000000000002,8.7739999999999991,17.366,1.3622000000000001,1.254,1.359,1.4728000000000001,57.24,23.873999999999999,39.716999999999999,119.4,790.74,720.87,785.86,865.91,39.064,23.774999999999999,39.189,53.707000000000001,13864,12679,13815,15142,52638,50185,52671,54929,206.56,145.19999999999999,212.71,274.88,71252,64885,70903,77907,169.14,70.197999999999993,153.63,301.97000000000003,4.1355000000000004,3.3353000000000002,4.0003000000000002,5.2099000000000002,7.0883000000000003,6.3540000000000001,7.0519999999999996,7.8589000000000002,1.4865999999999999,1.3531,1.474,1.6359999999999999,189000,178700,188890,199080,8.8167999999999996E-2,8.0080999999999999E-2,8.7594000000000005E-2,9.7018999999999994E-2,4.7432999999999996,3.0903999999999998,4.444,7.1603000000000003,62.042000000000002,33.021999999999998,68.597999999999999,83.54]
[3.5,0.2,0.2,0.2,0.2,6.2180999999999997,4.7586000000000004,6.1185,7.8650000000000002,52854,42430,52300,65004,4.7343000000000002,4.0370999999999997,4.6128999999999998,5.6776,100,100,100,100,25.216999999999999,24.792000000000002,25.212,25.664000000000001,0.35718,0.33057999999999998,0.35555999999999999,0.38797999999999999,39246,37952,39187,40738,0.72077000000000002,0.31068000000000001,0.82762000000000002,0.97440000000000004,25243,22112,24911,29091,9.7028999999999996,4.3685,8.8307000000000002,17.207000000000001,1.3794,1.2705,1.3727,1.4961,57.234000000000002,23.873999999999999,39.716999999999999,119.4,783.11,718.86,778.2,856.53,39.064,23.774999999999999,39.189,53.707000000000001,13957,12812,13941,15158,52944,50738,52912,55231,206.56,145.19999999999999,212.71,274.88,71457,65167,71141,78640,169.98,70.778000000000006,154.44,304.79000000000002,4.1814,3.3593999999999999,4.0564,5.2686999999999999,7.1618000000000004,6.3792999999999997,7.1357999999999997,7.9104000000000001,1.496,1.3564000000000001,1.4855,1.6386000000000001,190190,180610,190000,199930,8.8609999999999994E-2,8.0582000000000001E-2,8.7790999999999994E-2,9.7428000000000001E-2,4.7519999999999998,3.0886,4.4432,7.2331000000000003,62.09,33.021999999999998,68.555000000000007,83.742000000000004]
[3.5833300000000001,0.2,0.2,0.2,0.2,6.2180999999999997,4.7586000000000004,6.1185,7.8650000000000002,52854,42430,52300,65004,4.8208000000000002,4.1001000000000003,4.6883999999999997,5.8005000000000004,100,100,100,100,25.166,24.757999999999999,25.164999999999999,25.577000000000002,0.36454999999999999,0.33598,0.36391000000000001,0.39319999999999999,39873,38492,39799,41376,0.73096000000000005,0.31068000000000001,0.83435999999999999,0.99395999999999995,25613,22541,25231,29558,9.9017999999999997,4.4307999999999996,8.9741,17.689,1.4115,1.2999000000000001,1.4054,1.5334000000000001,57.25,23.873999999999999,39.716999999999999,119.4,785.83,723.25,782.2,857.19,39.064,23.774999999999999,39.189,53.707000000000001,14248,13023,14242,15442,53849,51620,53822,56239,206.56,145.19999999999999,212.71,274.88,72803,66467,72481,79921,173.23,71.822000000000003,157.46,308.63,4.2912999999999997,3.4447999999999999,4.1784999999999997,5.3475000000000001,7.3426999999999998,6.5682,7.3192000000000004,8.1028000000000002,1.5235000000000001,1.3798999999999999,1.5145999999999999,1.6691,193830,183980,193550,203220,9.0185000000000001E-2,8.2054000000000002E-2,8.9303999999999994E-2,9.9551000000000001E-2,4.8227000000000002,3.1324999999999998,4.4996999999999998,7.3334999999999999,62.24,33.021999999999998,68.597999999999999,84.426000000000002]
[3.6666699999999999,0.2,0.2,0.2,0.2,6.2180999999999997,4.7586000000000004,6.1185,7.8650000000000002,52854,42430,52300,65004,4.8487,4.1432000000000002,4.6959,5.8429000000000002,100,100,100,100,25.013999999999999,24.629000000000001,25.015999999999998,25.425999999999998,0.36847000000000002,0.34044999999999997,0.36802000000000001,0.39859,40144,38705,40063,41781,0.73582999999999998,0.31068000000000001,0.84887999999999997,1.0068999999999999,25686,22597,25360,29866,9.9654000000000007,4.4922000000000004,9.0068000000000001,17.670999999999999,1.429,1.3179000000000001,1.4258,1.5498000000000001,57.25,23.873999999999999,39.716999999999999,119.4,777.38,712.56,773.46,848.78,39.064,23.774999999999999,39.189,53.707000000000001,14356,13121,14307,15654,54080,51807,54139,56395,206.56,145.19999999999999,212.71,274.88,73217,66782,72823,80371,174.31,72.721999999999994,159.63,308.43,4.3510999999999997,3.5400999999999998,4.2257999999999996,5.4396000000000004,7.4314999999999998,6.6300999999999997,7.4069000000000003,8.1860999999999997,1.5388999999999999,1.3922000000000001,1.53,1.6938,195160,185100,194790,205310,9.0643000000000001E-2,8.2327999999999998E-2,8.9765999999999999E-2,0.10049,4.8471000000000002,3.1406000000000001,4.5247000000000002,7.3978000000000002,62.305,33.021999999999998,68.597999999999999,84.570999999999998]
[3.75,0.2,0.2,0.2,0.2,6.2180999999999997,4.7586000000000004,6.1185,7.8650000000000002,52854,42430,52300,65004,4.7938000000000001,4.1002000000000001,4.6517999999999997,5.7690000000000001,100,100,100,100,24.959,24.548999999999999,24.965,25.376999999999999,0.36598000000000003,0.33875,0.36677999999999999,0.39550000000000002,39845,38376,39803,41489,0.73329,0.31068000000000001,0.83923999999999999,0.99826999999999999,25373,22280,24978,29366,9.8511000000000006,4.4744000000000002,8.9139999999999997,17.341000000000001,1.425,1.3142,1.4218999999999999,1.5405,57.213000000000001,23.873999999999999,39.716999999999999,119.4,756.2,689.51,753.1,823.02,39.064,23.774999999999999,39.189,53.707000000000001,14239,13083,14208,15472,53425,51155,53459,55822,206.56,145.19999999999999,212.71,274.88,72386,65445,72235,79731,172.44,72.311000000000007,157.94999999999999,306.75,4.3352000000000004,3.5247999999999999,4.1966999999999999,5.383,7.3864000000000001,6.6318000000000001,7.3636999999999997,8.1470000000000002,1.5309999999999999,1.3872,1.5243,1.6887000000000001,193130,183380,193340,203680,8.9651999999999996E-2,8.1559999999999994E-2,8.8835999999999998E-2,9.9248000000000003E-2,4.7925000000000004,3.1025999999999998,4.4683999999999999,7.2358000000000002,62.27,33.021999999999998,68.597999999999999,84.149000000000001]
[3.8333300000000001,0.2,0.2,0.2,0.2,6.2180999999999997,4.7586000000000004,6.1185,7.8650000000000002,52854,42430,52300,65004,4.8349000000000002,4.1397000000000004,4.7123999999999997,5.8175999999999997,100,100,100,100,25.042999999999999,24.611000000000001,25.024999999999999,25.452999999999999,0.37001000000000001,0.34283000000000002,0.36954999999999999,0.4,40155,38653,40086,41742,0.73934,0.31068000000000001,0.84804000000000002,1.0144,25522,22456,25127,29512,9.9547000000000008,4.5067000000000004,9.0109999999999992,17.594000000000001,1.4433,1.3302,1.4409000000000001,1.5607,57.220999999999997,23.873999999999999,39.716999999999999,119.4,752.29,689.4,749.7,821.33,39.064,23.774999999999999,39.189,53.707000000000001,14410,13202,14381,15746,53883,51524,53881,56221,206.56,145.19999999999999,212.71,274.88,73139,66373,72968,80554,174.19,73.064999999999998,158.71,307.07,4.4046000000000003,3.5611000000000002,4.2572999999999999,5.5179,7.5011000000000001,6.7332999999999998,7.4904000000000002,8.2885000000000009,1.5462,1.4009,1.5361,1.7096,195150,185140,195270,205910,9.0385999999999994E-2,8.2415000000000002E-2,8.9758000000000004E-2,0.1004,4.8262,3.0941999999999998,4.4774000000000003,7.3391000000000002,62.337000000000003,33.021999999999998,68.597999999999999,84.706999999999994]
[3.9166699999999999,0.2,0.2,0.2,0.2,6.2180999999999997,4.7586000000000004,6.1185,7.8650000000000002,52854,42430,52300,65004,4.8571999999999997,4.1593,4.7458999999999998,5.8388999999999998,100,100,100,100,24.96,24.526,24.946000000000002,25.375,0.37241000000000002,0.34561999999999998,0.37195,0.4,40256,38722,40186,41861,0.74407000000000001,0.31068000000000001,0.85726000000000002,1.0308999999999999,25577,22518,25181,29561,10.012,4.5309999999999997,9.0737000000000005,17.683,1.4585999999999999,1.3439000000000001,1.4540999999999999,1.5778000000000001,57.226999999999997,23.873999999999999,39.716999999999999,119.4,743.23,678.1,740.36,812.75,39.064,23.774999999999999,39.189,53.707000000000001,14514,13298,14491,15844,53942,51479,53914,56485,206.56,145.19999999999999,212.71,274.88,73464,66629,73166,80425,175.27,73.888999999999996,160.53,306.91000000000003,4.4630999999999998,3.6377000000000002,4.3320999999999996,5.5164,7.5925000000000002,6.8246000000000002,7.5956000000000001,8.4054000000000002,1.5581,1.4142999999999999,1.5495000000000001,1.7279,196030,185560,196030,206920,9.0674000000000005E-2,8.2399E-2,9.0087E-2,9.9725999999999995E-2,4.8448000000000002,3.1067,4.5156000000000001,7.3326000000000002,62.375,33.021999999999998,68.597999999999999,84.728999999999999]
[4,0.2,0.2,0.2,0.2,6.2180999999999997,4.7586000000000004,6.1185,7.8650000000000002,52854,42430,52300,65004,4.8490000000000002,4.1623999999999999,4.7426000000000004,5.8285,100,100,100,100,24.925000000000001,24.486999999999998,24.914999999999999,25.356000000000002,0.37082999999999999,0.34319,0.37008999999999997,0.39972999999999997,40069,38478,40005,41699,0.74592999999999998,0.31068000000000001,0.85931999999999997,1.0334000000000001,25143,22023,24633,29169,10.007,4.5411999999999999,9.0655000000000001,17.681999999999999,1.4608000000000001,1.3460000000000001,1.4596,1.5801000000000001,57.218000000000004,23.873999999999999,39.716999999999999,119.4,730.66,660.31,728.52,800.37,39.064,23.774999999999999,39.189,53.707000000000001,14427,13156,14423,15800,53387,50838,53402,55876,206.56,145.19999999999999,212.71,274.88,72516,65406,72593,79473,175.34,74.665000000000006,160.79,307.11,4.4584000000000001,3.6320000000000001,4.3209999999999997,5.5109000000000004,7.6313000000000004,6.8304999999999998,7.6356999999999999,8.4550000000000001,1.5610999999999999,1.4175,1.5548,1.7314000000000001,195270,183910,195330,206500,9.0457999999999997E-2,8.2001000000000004E-2,8.9737999999999998E-2,9.9906999999999996E-2,4.8421000000000003,3.1046999999999998,4.4972000000000003,7.3205,62.389000000000003,33.021999999999998,68.597999999999999,84.733000000000004]
[4.0833300000000001,0.2,0.2,0.2,0.2,6.2180999999999997,4.7586000000000004,6.1185,7.8650000000000002,52854,42430,52300,65004,4.9065000000000003,4.1745999999999999,4.7911000000000001,5.8916000000000004,100,100,100,100,24.956,24.503,24.943000000000001,25.428999999999998,0.37335000000000002,0.34254000000000001,0.37395,0.4,40125,38181,40056,42254,0.75743000000000005,0.31068000000000001,0.86853999999999998,1.0627,25155,21959,24776,29172,10.050000000000001,4.6303000000000001,9.0632999999999999,17.687000000000001,1.4948999999999999,1.3586,1.4897,1.6400999999999999,57.198,23.873999999999999,39.716999999999999,119.4,732.17,659.51,729.69,812.78,39.064,23.774999999999999,39.189,53.707000000000001,14645,13190,14618,16171,53135,49832,53231,56296,206.53,145.19999999999999,212.71,274.52999999999997,73299,65615,73469,81233,176.17,75.335999999999999,161.58000000000001,309.02,4.5540000000000003,3.7258,4.4177999999999997,5.6764000000000001,7.8590999999999998,6.9793000000000003,7.8446999999999996,8.7850999999999999,1.5935999999999999,1.4368000000000001,1.5813999999999999,1.7670999999999999,196260,182020,196760,210110,9.1601000000000002E-2,8.2452999999999999E-2,9.0939000000000006E-2,0.10161000000000001,4.8857999999999997,3.1526000000000001,4.5271999999999997,7.3354999999999997,62.442,33.021999999999998,68.597999999999999,84.945999999999998]
[4.1666699999999999,0.2,0.2,0.2,0.2,6.2180999999999997,4.7586000000000004,6.1185,7.8650000000000002,52854,42430,52300,65004,4.9465000000000003,4.2445000000000004,4.8493000000000004,5.9005999999999998,100,100,100,100,24.922000000000001,24.367999999999999,24.885000000000002,25.513000000000002,0.37651000000000001,0.34864000000000001,0.37811,0.4,40218,38468,40137,41997,0.76583000000000001,0.31068000000000001,0.87790000000000001,1.0809,25174,22047,24817,29082,10.09,4.6253000000000002,9.1579999999999995,17.753,1.5186999999999999,1.3909,1.51,1.6539999999999999,57.222999999999999,23.873999999999999,39.716999999999999,119.4,730.89,661,729.81,797.67,39.064,23.774999999999999,39.189,53.707000000000001,14801,13476,14766,16211,52980,50176,53083,55697,206.56,145.19999999999999,212.71,274.88,73842,66864,73720,81354,177.19,76.484999999999999,161.66999999999999,308.05,4.6360000000000001,3.7932000000000001,4.4932999999999996,5.718,8.0229999999999997,7.1886000000000001,8.0090000000000003,8.8607999999999993,1.6167,1.4685999999999999,1.6053999999999999,1.7863,197110,184380,197340,209020,9.2468999999999996E-2,8.3850999999999995E-2,9.1899999999999996E-2,0.10208,4.9219999999999997,3.181,4.5648999999999997,7.4545000000000003,62.494999999999997,33.021999999999998,68.597999999999999,85.198999999999998]
[4.25,0.2,0.2,0.2,0.2,6.2180999999999997,4.7586000000000004,6.1185,7.8650000000000002,52854,42430,52300,65004,4.9808000000000003,4.2793000000000001,4.8868,5.9393000000000002,100,100,100,100,24.882000000000001,24.408000000000001,24.861999999999998,25.408000000000001,0.37962000000000001,0.35357,0.38240000000000002,0.4,40343,38766,40264,41931,0.77259999999999995,0.31068000000000001,0.87922,1.0932999999999999,25204,22190,24858,29184,10.125,4.6139000000000001,9.2097999999999995,17.573,1.5410999999999999,1.4218999999999999,1.5330999999999999,1.6652,57.243000000000002,23.873999999999999,39.716999999999999,119.4,729,664.63,727.44,794.28,39.064,23.774999999999999,39.189,53.707000000000001,14958,13664,14952,16270,52840,50345,52898,55258,206.56,145.19999999999999,212.71,274.88,74271,67187,74364,81309,178.02,76.915000000000006,163.85,307.70999999999998,4.6970000000000001,3.8523999999999998,4.5555000000000003,5.7838000000000003,8.1524999999999999,7.3348000000000004,8.1312999999999995,8.9689999999999994,1.6382000000000001,1.4921,1.6286,1.8030999999999999,197850,186540,197880,208570,9.3215999999999993E-2,8.5001999999999994E-2,9.2629000000000003E-2,0.10238999999999999,4.9522000000000004,3.2229999999999999,4.6144999999999996,7.4531999999999998,62.509,33.021999999999998,68.597999999999999,85.227999999999994]
[4.3333300000000001,0.2,0.2,0.2,0.2,6.2180999999999997,4.7586000000000004,6.1185,7.8650000000000002,52854,42430,52300,65004,4.9916999999999998,4.3056999999999999,4.8769999999999998,5.9713000000000003,100,100,100,100,24.850999999999999,24.425000000000001,24.84,25.314,0.38023000000000001,0.35519000000000001,0.38280999999999998,0.4,40387,38791,40358,41997,0.77664,0.31068000000000001,0.87922,1.107,25110,22170,24749,28979,10.105,4.6109,9.2533999999999992,17.507000000000001,1.5551999999999999,1.4368000000000001,1.5506,1.6752,57.237000000000002,23.873999999999999,39.716999999999999,119.63,722.59,659.97,722.32,783.57,39.064,23.774999999999999,39.189,53.707000000000001,14989,13697,15013,16280,52567,49991,52713,54949,206.55,145.19999999999999,212.71,274.88,74233,67435,74268,81281,177.84,76.468999999999994,163.09,306.66000000000003,4.7220000000000004,3.8653,4.5804,5.8757999999999999,8.2202000000000002,7.3772000000000002,8.2171000000000003,9.0428999999999995,1.6516,1.5052000000000001,1.6384000000000001,1.8055000000000001,197660,186270,197670,207890,9.3355999999999995E-2,8.4532999999999997E-2,9.2935000000000004E-2,0.10252,4.9550999999999998,3.2364000000000002,4.6326999999999998,7.4566999999999997,62.512999999999998,33.021999999999998,68.597999999999999,85.227999999999994]
[4.4166699999999999,0.2,0.2,0.2,0.2,6.2180999999999997,4.7586000000000004,6.1185,7.8650000000000002,52854,42430,52300,65004,5.0058999999999996,4.3068,4.8898999999999999,5.9532999999999996,100,100,100,100,24.859000000000002,24.451000000000001,24.847999999999999,25.324999999999999,0.38219999999999998,0.35635,0.38695000000000002,0.4,40660,39136,40717,42211,0.77919000000000005,0.31068000000000001,0.88492000000000004,1.1133,25029,22078,24724,28645,10.092000000000001,4.6074000000000002,9.1836000000000002,17.364999999999998,1.5720000000000001,1.4461999999999999,1.5680000000000001,1.7001999999999999,57.234999999999999,23.873999999999999,39.716999999999999,119.4,717.3,660.72,716.07,778.04,39.064,23.774999999999999,39.189,53.707000000000001,15024,13783,15047,16320,52794,50432,52875,55171,206.54,145.19999999999999,212.71,274.52999999999997,74276,68044,74125,81278,177.46,75.850999999999999,161.88999999999999,304.98,4.7443999999999997,3.9199000000000002,4.6108000000000002,5.7941000000000003,8.2782999999999998,7.4611000000000001,8.2634000000000007,9.0496999999999996,1.6631,1.5123,1.657,1.8213999999999999,198330,187160,198440,208290,9.3742000000000006E-2,8.5296999999999998E-2,9.2997999999999997E-2,0.10328,4.9522000000000004,3.2242999999999999,4.6345000000000001,7.3136000000000001,62.509,33.021999999999998,68.597999999999999,85.102000000000004]
[4.5,0.2,0.2,0.2,0.2,6.2180999999999997,4.7586000000000004,6.1185,7.8650000000000002,52854,42430,52300,65004,5.0321999999999996,4.3372999999999999,4.9260999999999999,5.9767000000000001,100,100,100,100,24.831,24.436,24.818000000000001,25.286999999999999,0.38324000000000003,0.35910999999999998,0.38697999999999999,0.4,40861,39321,40869,42382,0.78371999999999997,0.31068000000000001,0.88649999999999995,1.1222000000000001,25041,22170,24671,28818,10.122,4.6177999999999999,9.1961999999999993,17.312000000000001,1.5863,1.4692000000000001,1.5823,1.7088000000000001,57.250999999999998,23.873999999999999,39.716999999999999,119.43,715.32,657.18,715.55,774.33,39.064,23.774999999999999,39.189,53.707000000000001,15111,13892,15081,16298,53044,50719,53069,55209,206.56,145.19999999999999,212.71,274.88,74568,68415,74201,81166,177.92,76.641999999999996,161.78,303.11,4.7685000000000004,3.9401000000000002,4.6573000000000002,5.8521999999999998,8.3617000000000008,7.5555000000000003,8.3520000000000003,9.1687999999999992,1.6744000000000001,1.5254000000000001,1.6646000000000001,1.8234999999999999,199320,188750,199420,209200,9.4202999999999995E-2,8.5497000000000004E-2,9.3530000000000002E-2,0.10334,4.9606000000000003,3.2473000000000001,4.6365999999999996,7.4024000000000001,62.515999999999998,33.021999999999998,68.597999999999999,85.227999999999994]
[4.5833300000000001,0.2,0.2,0.2,0.2,6.2180999999999997,4.7586000000000004,6.1185,7.8650000000000002,52854,42430,52300,65004,5.1185,4.4119000000000002,4.9943,6.0532000000000004,100,100,100,100,24.791,24.402000000000001,24.779,25.218,0.38795000000000002,0.36617,0.39382,0.4,41427,39891,41431,42973,0.79313,0.31068000000000001,0.88800000000000001,1.149,25337,22416,24904,29128,10.282,4.7221000000000002,9.3123000000000005,17.564,1.6213,1.5028999999999999,1.6147,1.7526999999999999,57.276000000000003,23.873999999999999,39.716999999999999,119.4,722.37,666.76,722.22,778.45,39.064,23.774999999999999,39.189,53.707000000000001,15401,14164,15439,16639,53805,51588,53894,55811,206.56,145.19999999999999,212.71,274.88,75795,69687,75567,82097,180.53,77.992000000000004,165.39,307.81,4.8627000000000002,4.0376000000000003,4.7225000000000001,5.9412000000000003,8.5629000000000008,7.7249999999999996,8.5519999999999996,9.3778000000000006,1.7050000000000001,1.5501,1.6964999999999999,1.8623000000000001,202670,192320,202780,211950,9.5888000000000001E-2,8.7508000000000002E-2,9.5391000000000004E-2,0.10528999999999999,5.0331999999999999,3.3119999999999998,4.7199,7.4478,62.515999999999998,33.021999999999998,68.597999999999999,85.227999999999994]
[4.6666699999999999,0.2,0.2,0.2,0.2,6.2180999999999997,4.7586000000000004,6.1185,7.8650000000000002,52854,42430,52300,65004,5.1505999999999998,4.4560000000000004,5.0144000000000002,6.0685000000000002,100,100,100,100,24.658999999999999,24.3,24.646000000000001,25.068000000000001,0.38988,0.36841000000000002,0.39634000000000003,0.4,41644,40126,41649,43228,0.79791000000000001,0.31068000000000001,0.88800000000000001,1.1597999999999999,25384,22590,24994,29126,10.324,4.7462,9.4454999999999991,17.506,1.6385000000000001,1.5121,1.6342000000000001,1.7725,57.277000000000001,23.873999999999999,39.716999999999999,119.4,721,664.25,719.9,776.02,39.064,23.774999999999999,39.189,53.707000000000001,15516,14241,15515,16741,53916,51760,53984,55984,206.56,145.19999999999999,212.71,274.88,76176,69795,75941,82617,181.27,78.676000000000002,165.29,308.05,4.9185999999999996,4.1074999999999999,4.7858000000000001,5.9771999999999998,8.6662999999999997,7.8346,8.6433999999999997,9.4955999999999996,1.7226999999999999,1.5712999999999999,1.7152000000000001,1.8778999999999999,203720,192970,203610,213630,9.6473000000000003E-2,8.8449E-2,9.5926999999999998E-2,0.10593,5.0605000000000002,3.306,4.7503000000000002,7.4356999999999998,62.517000000000003,33.021999999999998,68.597999999999999,85.227999999999994]
[4.75,0.2,0.2,0.2,0.2,6.2180999999999997,4.7586000000000004,6.1185,7.8650000000000002,52854,42430,52300,65004,5.0956999999999999,4.4066999999999998,4.9687999999999999,5.9890999999999996,100,100,100,100,24.617999999999999,24.239000000000001,24.614000000000001,25.04,0.38732,0.36442999999999998,0.39290000000000003,0.4,41241,39761,41214,42760,0.79515000000000002,0.31068000000000001,0.88800000000000001,1.1536999999999999,25018,22189,24630,28504,10.183999999999999,4.6768000000000001,9.3454999999999995,17.245999999999999,1.6295999999999999,1.4991000000000001,1.6246,1.7559,57.253,23.873999999999999,39.716999999999999,119.4,707.78,650.49,706.74,761.63,39.064,23.774999999999999,39.189,53.707000000000001,15375,14126,15374,16675,53082,50690,53112,55234,206.56,145.19999999999999,212.71,274.88,75325,68805,75051,81935,179.09,77.206000000000003,163.19,306.23,4.8827999999999996,4.0499000000000001,4.7607999999999997,5.9568000000000003,8.6118000000000006,7.8040000000000003,8.5873000000000008,9.4357000000000006,1.7134,1.5669999999999999,1.7062999999999999,1.8648,201230,191000,201500,211240,9.5445000000000002E-2,8.6754999999999999E-2,9.4843999999999998E-2,0.10434,5.0061,3.2987000000000002,4.7172000000000001,7.3219000000000003,62.517000000000003,33.021999999999998,68.597999999999999,85.227999999999994]
[4.8333300000000001,0.2,0.2,0.2,0.2,6.2180999999999997,4.7586000000000004,6.1185,7.8650000000000002,52854,42430,52300,65004,5.1379999999999999,4.4172000000000002,5.0195999999999996,6.0162000000000004,100,100,100,100,24.715,24.326000000000001,24.696000000000002,25.123000000000001,0.38944000000000001,0.36792999999999998,0.3962,0.4,41444,39970,41445,42981,0.80089999999999995,0.31068000000000001,0.88800000000000001,1.1678999999999999,25121,22171,24713,28661,10.26,4.7209000000000003,9.3881999999999994,17.288,1.6484000000000001,1.5305,1.6395,1.7899,57.267000000000003,23.873999999999999,39.716999999999999,119.4,709.04,653.63,707.44,764.41,39.064,23.774999999999999,39.189,53.707000000000001,15522,14298,15495,16825,53334,50996,53392,55417,206.56,145.19999999999999,212.71,274.88,75961,69642,75543,82759,180.41,77.587000000000003,165.79,308.31,4.9425999999999997,4.0746000000000002,4.8365999999999998,6.0579999999999998,8.7355999999999998,7.9511000000000003,8.7255000000000003,9.6158999999999999,1.7302,1.5826,1.7235,1.8895999999999999,202780,192090,202890,212610,9.6283999999999995E-2,8.7696999999999997E-2,9.5585000000000003E-2,0.10528999999999999,5.0404999999999998,3.2888000000000002,4.7675000000000001,7.3659999999999997,62.517000000000003,33.021999999999998,68.597999999999999,85.227999999999994]
[4.9166699999999999,0.2,0.2,0.2,0.2,6.2180999999999997,4.7586000000000004,6.1185,7.8650000000000002,52854,42430,52300,65004,5.1656000000000004,4.4481000000000002,5.0563000000000002,6.0689000000000002,100,100,100,100,24.655000000000001,24.276,24.641999999999999,25.077000000000002,0.39018000000000003,0.37059999999999998,0.39668999999999999,0.4,41384,39875,41357,42864,0.80520999999999998,0.31068000000000001,0.88800000000000001,1.19,25133,22247,24825,28686,10.3,4.7328000000000001,9.3919999999999995,17.335000000000001,1.6634,1.5441,1.6517999999999999,1.8072999999999999,57.274000000000001,23.873999999999999,39.716999999999999,119.4,708.19,654.71,706.9,763.09,39.064,23.774999999999999,39.189,53.707000000000001,15621,14413,15570,16915,53131,50688,53206,55273,206.56,145.19999999999999,212.71,274.88,76233,69562,76179,82927,181.22,77.795000000000002,166.17,309.69,4.9859999999999998,4.1105,4.88,6.0940000000000003,8.8348999999999993,8.0311000000000003,8.8201000000000001,9.6760999999999999,1.7434000000000001,1.5967,1.736,1.9035,203160,192210,203360,213400,9.6673999999999996E-2,8.8081999999999994E-2,9.5917000000000002E-2,0.10618,5.0636000000000001,3.3182999999999998,4.7999000000000001,7.3888999999999996,62.517000000000003,33.021999999999998,68.597999999999999,85.227999999999994]
[5,0.2,0.2,0.2,0.2,6.2180999999999997,4.7586000000000004,6.1185,7.8650000000000002,52854,42430,52300,65004,5.1585000000000001,4.4435000000000002,5.0487000000000002,6.0755999999999997,100,100,100,100,24.64,24.247,24.623999999999999,25.071999999999999,0.38730999999999999,0.36681999999999998,0.39189000000000002,0.4,40989,39372,40983,42472,0.80681999999999998,0.31068000000000001,0.88800000000000001,1.1958,24673,21752,24382,28138,10.276,4.7152000000000003,9.3087999999999997,17.349,1.6556,1.5371999999999999,1.6484000000000001,1.7859,57.268999999999998,23.873999999999999,39.716999999999999,119.4,702.97,649.79,703.01,759.79,39.064,23.774999999999999,39.189,53.707000000000001,15438,14293,15410,16719,52357,49892,52432,54499,206.56,145.19999999999999,212.71,274.88,74661,68221,74534,81254,181.02,77.391000000000005,165.48,310.89999999999998,5.0129999999999999,4.1439000000000004,4.9127999999999998,6.0381999999999998,8.8739000000000008,8.0728000000000009,8.8742999999999999,9.7103000000000002,1.7464,1.6033999999999999,1.7391000000000001,1.9063000000000001,201820,190970,201800,212230,9.6254999999999993E-2,8.7712999999999999E-2,9.5576999999999995E-2,0.10531,5.0541,3.3125,4.7831000000000001,7.3954000000000004,62.517000000000003,33.021999999999998,68.597999999999999,85.227999999999994]
[5.0833300000000001,0.2,0.2,0.2,0.2,6.2180999999999997,4.7586000000000004,6.1185,7.8650000000000002,52854,42430,52300,65004,5.1997999999999998,4.4451999999999998,5.1051000000000002,6.1216999999999997,100,100,100,100,24.693000000000001,24.29,24.684999999999999,25.123999999999999,0.38669999999999999,0.36353000000000002,0.39155000000000001,0.4,40790,38831,40831,42548,0.81493000000000004,0.31068000000000001,0.88800000000000001,1.2192000000000001,24529,21365,24266,28303,10.272,4.7023999999999999,9.2706,17.431000000000001,1.6753,1.5438000000000001,1.6694,1.8248,57.262999999999998,23.873999999999999,39.716999999999999,119.4,708.17,646.54999999999995,707.17,767.34,39.064,23.774999999999999,39.189,53.707000000000001,15517,14147,15486,16844,51786,48529,51962,54519,206.52,145.19999999999999,212.71,274.88,74606,67485,74603,81677,181.19,78.271000000000001,166.37,309.5,5.0980999999999996,4.2380000000000004,4.9858000000000002,6.2167000000000003,9.0661000000000005,8.1941000000000006,9.0556999999999999,9.9518000000000004,1.7726,1.6174999999999999,1.7674000000000001,1.9478,201800,187730,202350,214180,9.6921999999999994E-2,8.7332000000000007E-2,9.6393000000000006E-2,0.10671,5.0827,3.3268,4.8216999999999999,7.4791999999999996,62.517000000000003,33.021999999999998,68.597999999999999,85.227999999999994]
[5.1666699999999999,0.2,0.2,0.2,0.2,6.2180999999999997,4.7586000000000004,6.1185,7.8650000000000002,52854,42430,52300,65004,5.2466999999999997,4.5030000000000001,5.1473000000000004,6.1917999999999997,100,100,100,100,24.699000000000002,24.219000000000001,24.663,25.262,0.38833000000000001,0.36720000000000003,0.39313999999999999,0.4,40727,39003,40776,42224,0.82293000000000005,0.31068000000000001,0.88800000000000001,1.2374000000000001,24514,21625,24160,28135,10.32,4.7493999999999996,9.3393999999999995,17.334,1.6943999999999999,1.5755999999999999,1.6856,1.829,57.265000000000001,23.873999999999999,39.716999999999999,119.4,712.92,657.21,712.1,773.51,39.064,23.774999999999999,39.189,53.707000000000001,15628,14362,15593,16950,51486,48824,51593,53858,206.55,145.19999999999999,212.71,274.88,74645,68266,74516,81209,182.28,78.646000000000001,168.3,309.8,5.1806000000000001,4.3148999999999997,5.0815000000000001,6.2884000000000002,9.2352000000000007,8.4007000000000005,9.2315000000000005,10.077,1.7968999999999999,1.6465000000000001,1.7899,1.9646999999999999,202440,190020,202500,213410,9.7706000000000001E-2,8.8960999999999998E-2,9.7156999999999993E-2,0.10671,5.1166999999999998,3.3786,4.8384999999999998,7.4401999999999999,62.517000000000003,33.021999999999998,68.597999999999999,85.227999999999994]
[5.25,0.2,0.2,0.2,0.2,6.2180999999999997,4.7586000000000004,6.1185,7.8650000000000002,52854,42430,52300,65004,5.2858000000000001,4.5656999999999996,5.1866000000000003,6.2287999999999997,100,100,100,100,24.67,24.247,24.657,25.164000000000001,0.38878000000000001,0.36882999999999999,0.39430999999999999,0.4,40761,39254,40739,42320,0.82940999999999998,0.31068000000000001,0.88800000000000001,1.2495000000000001,24524,21493,24186,28066,10.351000000000001,4.7662000000000004,9.4312000000000005,17.399000000000001,1.7111000000000001,1.5812999999999999,1.7034,1.8493999999999999,57.265000000000001,23.873999999999999,39.716999999999999,119.4,716.59,661.67,716.09,776.46,39.064,23.774999999999999,39.189,53.707000000000001,15731,14497,15757,17067,51205,48849,51177,53525,206.55,145.19999999999999,212.71,274.88,74776,68524,74808,81542,182.92,79.34,168.71,308.14,5.2442000000000002,4.3845000000000001,5.1497999999999999,6.2568000000000001,9.3681000000000001,8.5357000000000003,9.3658999999999999,10.201000000000001,1.8188,1.6721999999999999,1.8107,1.9853000000000001,202930,192200,202830,213880,9.8293000000000005E-2,8.9690000000000006E-2,9.7589999999999996E-2,0.10793,5.1478999999999999,3.4325999999999999,4.8849,7.4324000000000003,62.517000000000003,33.021999999999998,68.597999999999999,85.227999999999994]
[5.3333300000000001,0.2,0.2,0.2,0.2,6.2180999999999997,4.7586000000000004,6.1185,7.8650000000000002,52854,42430,52300,65004,5.3018999999999998,4.5926999999999998,5.2065000000000001,6.2336,100,100,100,100,24.649000000000001,24.23,24.643999999999998,25.073,0.38833000000000001,0.36842000000000003,0.39262000000000002,0.4,40724,39148,40748,42262,0.83265999999999996,0.31068000000000001,0.88800000000000001,1.2627999999999999,24411,21467,24103,27980,10.331,4.7499000000000002,9.4497,17.341999999999999,1.7213000000000001,1.5987,1.7150000000000001,1.8634999999999999,57.259,23.873999999999999,39.716999999999999,119.4,716.16,659.72,714.72,773.09,39.064,23.774999999999999,39.189,53.707000000000001,15729,14522,15684,16989,50879,48512,50903,53162,206.54,145.19999999999999,212.71,274.88,74404,67904,74283,80700,182.73,79.155000000000001,168.67,307.82,5.2953999999999999,4.4017999999999997,5.1643999999999997,6.3426,9.4393999999999991,8.5783000000000005,9.4214000000000002,10.259,1.8329,1.6853,1.8259000000000001,1.9966999999999999,202650,191480,202710,213430,9.8622000000000001E-2,8.9925000000000005E-2,9.8155999999999993E-2,0.10775,5.1546000000000003,3.4110999999999998,4.8925000000000001,7.4752999999999998,62.517000000000003,33.021999999999998,68.597999999999999,85.227999999999994]
[5.4166699999999999,0.2,0.2,0.2,0.2,6.2180999999999997,4.7586000000000004,6.1185,7.8650000000000002,52854,42430,52300,65004,5.3052000000000001,4.5865,5.2321999999999997,6.2241999999999997,100,100,100,100,24.66,24.245999999999999,24.649000000000001,25.103000000000002,0.38812000000000002,0.36631000000000002,0.39367999999999997,0.4,40812,39194,40810,42414,0.83387999999999995,0.31068000000000001,0.88800000000000001,1.2619,24243,21264,23940,27866,10.292999999999999,4.7347999999999999,9.4472000000000005,17.241,1.7254,1.6012999999999999,1.7163999999999999,1.86,57.238,23.873999999999999,39.716999999999999,119.4,713.41,655.99,711.9,770.69,39.064,23.774999999999999,39.189,53.707000000000001,15702,14434,15657,16971,50894,48557,50851,53453,206.55,145.19999999999999,212.71,274.88,73983,67519,73898,80238,181.86,78.742000000000004,169.52,305.47000000000003,5.3098000000000001,4.4333,5.2134,6.3635999999999999,9.4667999999999992,8.6277000000000008,9.4481000000000002,10.313000000000001,1.8396999999999999,1.6954,1.8275999999999999,2.0127000000000002,202620,192180,202670,213810,9.8699999999999996E-2,9.0036000000000005E-2,9.7938999999999998E-2,0.10778,5.141,3.3957999999999999,4.8913000000000002,7.4059999999999997,62.517000000000003,33.021999999999998,68.597999999999999,85.227999999999994]
[5.5,0.2,0.2,0.2,0.2,6.2180999999999997,4.7586000000000004,6.1185,7.8650000000000002,52854,42430,52300,65004,5.3330000000000002,4.6127000000000002,5.2430000000000003,6.2417999999999996,100,100,100,100,24.661000000000001,24.231999999999999,24.651,25.074000000000002,0.38912000000000002,0.37047999999999998,0.39428000000000002,0.4,41003,39613,41023,42484,0.83764000000000005,0.31068000000000001,0.88800000000000001,1.2704,24203,21300,23905,27624,10.311,4.7836999999999996,9.4974000000000007,17.257000000000001,1.7363999999999999,1.6112,1.7316,1.8713,57.241999999999997,23.873999999999999,39.716999999999999,119.4,715.06,657.57,714.55,771.84,39.064,23.774999999999999,39.189,53.707000000000001,15745,14497,15714,16993,51138,48907,51105,53475,206.56,145.19999999999999,212.71,274.88,74017,67636,73964,80427,182.08,79.555000000000007,169,305.18,5.3411999999999997,4.4893000000000001,5.2417999999999996,6.3730000000000002,9.5466999999999995,8.6677999999999997,9.5164000000000009,10.433,1.8513999999999999,1.7084999999999999,1.8452,2.0286,203690,193530,203370,214100,9.9262000000000003E-2,9.0954999999999994E-2,9.8868999999999999E-2,0.10876,5.1506999999999996,3.4283000000000001,4.9131,7.4295999999999998,62.517000000000003,33.021999999999998,68.597999999999999,85.227999999999994]
[5.5833300000000001,0.2,0.2,0.2,0.2,6.2180999999999997,4.7586000000000004,6.1185,7.8650000000000002,52854,42430,52300,65004,5.4181999999999997,4.6924999999999999,5.3186,6.3131000000000004,100,100,100,100,24.619,24.222000000000001,24.623999999999999,25.016999999999999,0.39265,0.37755,0.39918999999999999,0.4,41438,40040,41454,42880,0.84599000000000002,0.31068000000000001,0.88800000000000001,1.298,24446,21442,24156,28079,10.449,4.87,9.5991,17.437999999999999,1.7650999999999999,1.6369,1.7607999999999999,1.8958999999999999,57.265999999999998,23.873999999999999,39.716999999999999,119.4,724.75,670.47,724.23,780.24,39.064,23.774999999999999,39.189,53.707000000000001,15995,14777,15961,17242,51729,49715,51611,53831,206.56,145.19999999999999,212.71,274.88,74805,68748,74619,81160,184.39,80.959000000000003,171.57,308.05,5.4478999999999997,4.5792999999999999,5.3151000000000002,6.4923000000000002,9.7489000000000008,8.8934999999999995,9.7095000000000002,10.621,1.8824000000000001,1.7374000000000001,1.8744000000000001,2.0505,206620,196930,206390,216850,0.10079,9.2394000000000004E-2,0.10034999999999999,0.11017,5.2179000000000002,3.4731999999999998,4.9459,7.5629999999999997,62.517000000000003,33.021999999999998,68.597999999999999,85.227999999999994]
[5.6666699999999999,0.2,0.2,0.2,0.2,6.2180999999999997,4.7586000000000004,6.1185,7.8650000000000002,52854,42430,52300,65004,5.4488000000000003,4.7230999999999996,5.3464,6.3392999999999997,100,100,100,100,24.506,24.123000000000001,24.507999999999999,24.878,0.39287,0.37830999999999998,0.39903,0.4,41561,40143,41509,43076,0.85024999999999995,0.31068000000000001,0.88800000000000001,1.3142,24461,21535,24131,27976,10.475,4.9139999999999997,9.6295999999999999,17.556000000000001,1.778,1.6405000000000001,1.7747999999999999,1.9094,57.268000000000001,23.873999999999999,39.716999999999999,119.4,726.92,670.34,727.63,784.15,39.064,23.774999999999999,39.189,53.707000000000001,16055,14829,15994,17304,51758,49708,51688,54006,206.56,145.19999999999999,212.71,274.88,75008,68559,75085,81291,184.84,82.018000000000001,172.41,307.56,5.4993999999999996,4.6162999999999998,5.3574000000000002,6.5766,9.8444000000000003,8.9713999999999992,9.8123000000000005,10.763999999999999,1.8991,1.7537,1.8944000000000001,2.0691999999999999,207420,197950,207380,217980,0.10136000000000001,9.2908000000000004E-2,0.1008,0.11082,5.2401999999999997,3.4977999999999998,4.9531999999999998,7.6418999999999997,62.517000000000003,33.021999999999998,68.597999999999999,85.227999999999994]
[5.75,0.2,0.2,0.2,0.2,6.2180999999999997,4.7586000000000004,6.1185,7.8650000000000002,52854,42430,52300,65004,5.3879000000000001,4.6593,5.2873999999999999,6.2328999999999999,100,100,100,100,24.475999999999999,24.082999999999998,24.47,24.837,0.38984999999999997,0.37169000000000002,0.39468999999999999,0.4,41085,39572,41041,42722,0.84724999999999995,0.31068000000000001,0.88800000000000001,1.3001,24092,21100,23754,27493,10.324999999999999,4.8433999999999999,9.4647000000000006,17.28,1.7637,1.6197999999999999,1.7593000000000001,1.9054,57.244999999999997,23.873999999999999,39.716999999999999,119.4,717.33,659.1,718.04,775.65,39.064,23.774999999999999,39.189,53.707000000000001,15859,14609,15812,17129,50912,48810,50795,53168,206.56,145.19999999999999,212.71,274.88,73854,67446,73986,80398,182.4,81.447000000000003,169.29,303.8,5.4629000000000003,4.5955000000000004,5.3406000000000002,6.5457000000000001,9.7653999999999996,8.8853000000000009,9.7365999999999993,10.712999999999999,1.8855,1.7407999999999999,1.8784000000000001,2.0545,204710,194440,204550,215350,0.10031,9.1963000000000003E-2,9.9687999999999999E-2,0.10909000000000001,5.1814,3.4609000000000001,4.8928000000000003,7.5515999999999996,62.517000000000003,33.021999999999998,68.597999999999999,85.227999999999994]
[5.8333300000000001,0.2,0.2,0.2,0.2,6.2180999999999997,4.7586000000000004,6.1185,7.8650000000000002,52854,42430,52300,65004,5.4298999999999999,4.7051999999999996,5.3301999999999996,6.2878999999999996,100,100,100,100,24.58,24.177,24.577999999999999,24.98,0.39088000000000001,0.37262000000000001,0.39600000000000002,0.4,41232,39697,41240,42766,0.85165999999999997,0.31068000000000001,0.88800000000000001,1.3172999999999999,24167,21230,23861,27534,10.385999999999999,4.8913000000000002,9.5142000000000007,17.491,1.7797000000000001,1.6403000000000001,1.7761,1.9181999999999999,57.249000000000002,23.873999999999999,39.716999999999999,119.4,721.69,664.6,721.21,780.34,39.064,23.774999999999999,39.189,53.707000000000001,15983,14709,15963,17279,51119,49028,51138,53408,206.56,145.19999999999999,212.71,274.88,74144,67840,74149,80532,183.44,81.94,169.69,307.11,5.5134999999999996,4.6173999999999999,5.3849999999999998,6.5555000000000003,9.8826000000000001,8.9756999999999998,9.8468,10.805,1.9012,1.7488999999999999,1.8929,2.0699999999999998,206130,195920,206090,216620,0.10105,9.2438000000000006E-2,0.10045,0.11019,5.2092000000000001,3.4722,4.9023000000000003,7.6138000000000003,62.517000000000003,33.021999999999998,68.597999999999999,85.227999999999994]
[5.9166699999999999,0.2,0.2,0.2,0.2,6.2180999999999997,4.7586000000000004,6.1185,7.8650000000000002,52854,42430,52300,65004,5.4570999999999996,4.7554999999999996,5.3518999999999997,6.3388,100,100,100,100,24.526,24.131,24.518999999999998,24.919,0.39173999999999998,0.37448999999999999,0.39782000000000001,0.4,41159,39680,41133,42672,0.85524999999999995,0.31068000000000001,0.88800000000000001,1.3374999999999999,24142,21068,23826,27632,10.420999999999999,4.9177999999999997,9.5670999999999999,17.608000000000001,1.7907999999999999,1.6453,1.7867999999999999,1.9312,57.250999999999998,23.873999999999999,39.716999999999999,119.4,723.84,666.39,722.72,782.14,39.064,23.774999999999999,39.189,53.707000000000001,16035,14778,16001,17401,50951,48802,50942,53265,206.55,145.19999999999999,212.71,274.88,74285,67967,74423,80535,184.1,83.055000000000007,169.88,307.11,5.5660999999999996,4.7230999999999996,5.4226000000000001,6.5815999999999999,9.9781999999999993,9.1021000000000001,9.923,10.911,1.9134,1.7630999999999999,1.9045000000000001,2.0819999999999999,206520,196040,206520,217170,0.10150000000000001,9.2759999999999995E-2,0.10095999999999999,0.11085,5.2305000000000001,3.4943,4.9390999999999998,7.5747999999999998,62.517000000000003,33.021999999999998,68.597999999999999,85.227999999999994]
[6,0.2,0.2,0.2,0.2,6.2180999999999997,4.7586000000000004,6.1185,7.8650000000000002,52854,42430,52300,65004,5.4488000000000003,4.7325999999999997,5.3350999999999997,6.3348000000000004,100,100,100,100,24.510999999999999,24.111999999999998,24.501999999999999,24.914000000000001,0.39165,0.37474000000000002,0.39850000000000002,0.4,40825,39294,40799,42393,0.85623000000000005,0.31068000000000001,0.88800000000000001,1.3333999999999999,23910,20950,23591,27448,10.391999999999999,4.9088000000000003,9.5190999999999999,17.614000000000001,1.804,1.6678999999999999,1.7972999999999999,1.9460999999999999,57.244999999999997,23.873999999999999,39.716999999999999,119.4,721.21,662.71,718.78,780.75,39.064,23.774999999999999,39.189,53.707000000000001,16099,14810,16073,17469,50252,48015,50161,52620,206.54,145.19999999999999,212.71,274.88,73630,67264,73757,79733,183.74,82.41,168.99,306.45999999999998,5.7538999999999998,4.9264000000000001,5.6200999999999999,6.7995000000000001,10.006,9.0841999999999992,9.9588999999999999,10.989000000000001,1.9140999999999999,1.7601,1.9029,2.0848,205250,194030,205070,216140,0.10231,9.3406000000000003E-2,0.10194,0.11137,5.2268999999999997,3.496,4.9264999999999999,7.5324999999999998,62.517000000000003,33.021999999999998,68.597999999999999,85.227999999999994]
[6.0833300000000001,0.2,0.2,0.2,0.2,6.2180999999999997,4.7586000000000004,6.1185,7.8650000000000002,52854,42430,52300,65004,5.4801000000000002,4.7159000000000004,5.3781999999999996,6.4035000000000002,100,100,100,100,24.56,24.148,24.558,24.997,0.39177000000000001,0.37375000000000003,0.4,0.4,40702,38799,40793,42599,0.86151999999999995,0.31068000000000001,0.88800000000000001,1.3546,23843,20710,23503,27557,10.398999999999999,4.8982999999999999,9.4640000000000004,17.541,1.8288,1.6771,1.8222,1.9948999999999999,57.232999999999997,23.873999999999999,39.716999999999999,119.4,726.34,662.34,722.33,797.26,39.064,23.774999999999999,39.189,53.707000000000001,16290,14862,16230,17804,49840,46940,49872,52609,206.39,145.19999999999999,212.71,274.35000000000002,73906,66974,73905,80617,183.91,81.135000000000005,170.12,307.11,5.9343000000000004,5.0358000000000001,5.7937000000000003,7.0530999999999997,10.147,9.1545000000000005,10.095000000000001,11.278,1.9323999999999999,1.7608999999999999,1.9255,2.1143999999999998,205320,191110,205200,218930,0.1038,9.3136999999999998E-2,0.10349,0.11455,5.2523,3.5078999999999998,4.9241999999999999,7.4748000000000001,62.514000000000003,33.021999999999998,68.597999999999999,85.227999999999994]
[6.1666699999999999,0.2,0.2,0.2,0.2,6.2180999999999997,4.7586000000000004,6.1185,7.8650000000000002,52854,42430,52300,65004,5.5140000000000002,4.7759,5.4071999999999996,6.3963000000000001,100,100,100,100,24.562000000000001,24.048999999999999,24.553000000000001,25.117999999999999,0.39340000000000003,0.37920999999999999,0.4,0.4,40700,38967,40683,42367,0.86553000000000002,0.31068000000000001,0.88800000000000001,1.369,23864,20773,23544,27522,10.430999999999999,4.9051,9.5136000000000003,17.579999999999998,1.8524,1.7049000000000001,1.8475999999999999,2.0146999999999999,57.26,23.873999999999999,39.716999999999999,119.4,730.75,669.15,728.1,800.26,39.064,23.774999999999999,39.189,53.707000000000001,16450,15007,16411,17944,49648,47180,49656,52147,206.48,145.19999999999999,212.71,274.5,74050,67569,74001,80840,184.7,82.748999999999995,170.28,308.05,6.0753000000000004,5.1843000000000004,5.9282000000000004,7.1607000000000003,10.266,9.2474000000000007,10.239000000000001,11.358000000000001,1.9489000000000001,1.7907,1.9417,2.1240999999999999,205880,194190,205660,218390,0.10505,9.4587000000000004E-2,0.10435999999999999,0.11613999999999999,5.2832999999999997,3.5312000000000001,4.9524999999999997,7.6109999999999998,62.517000000000003,33.021999999999998,68.597999999999999,85.227999999999994]
[6.25,0.2,0.2,0.2,0.2,6.2180999999999997,4.7586000000000004,6.1185,7.8650000000000002,52854,42430,52300,65004,5.5411000000000001,4.8098999999999998,5.4237000000000002,6.3879000000000001,100,100,100,100,24.538,24.068000000000001,24.535,24.99,0.39428000000000002,0.38040000000000002,0.4,0.4,40769,39096,40793,42338,0.86856999999999995,0.31068000000000001,0.88800000000000001,1.3812,23919,20940,23563,27510,10.449,4.9013,9.5081000000000007,17.792999999999999,1.8698999999999999,1.7218,1.8653,2.0383,57.283000000000001,23.873999999999999,39.716999999999999,119.4,734.24,673.17,732.41,799.61,39.064,23.774999999999999,39.189,53.707000000000001,16580,15107,16506,18086,49538,47205,49477,52021,206.5,145.19999999999999,212.71,274.52999999999997,74329,67659,74538,80866,185.12,81.995999999999995,169.9,307.98,6.1898,5.2732999999999999,6.0465,7.2579000000000002,10.353,9.3102999999999998,10.334,11.444000000000001,1.9636,1.8044,1.9535,2.1402999999999999,206400,195390,205940,218210,0.10625999999999999,9.5763000000000001E-2,0.10577,0.11703,5.3089000000000004,3.5537000000000001,4.9813000000000001,7.6997999999999998,62.517000000000003,33.021999999999998,68.597999999999999,85.227999999999994]
[6.3333300000000001,0.2,0.2,0.2,0.2,6.2180999999999997,4.7586000000000004,6.1185,7.8650000000000002,52854,42430,52300,65004,5.5487000000000002,4.8308,5.4085999999999999,6.4283000000000001,100,100,100,100,24.516999999999999,24.074999999999999,24.524999999999999,24.940999999999999,0.39452999999999999,0.37908999999999998,0.4,0.4,40821,39135,40799,42427,0.86980999999999997,0.31068000000000001,0.88800000000000001,1.3776999999999999,23837,20788,23496,27381,10.427,4.8392999999999997,9.4696999999999996,17.661000000000001,1.8817999999999999,1.7283999999999999,1.8714999999999999,2.0497999999999998,57.277999999999999,23.873999999999999,39.716999999999999,119.63,734.48,670.15,732.49,800.75,39.064,23.774999999999999,39.189,53.707000000000001,16653,15255,16572,18184,49406,47104,49402,51799,206.49,145.19999999999999,212.71,274.45999999999998,74155,67647,74008,81082,184.78,82.391000000000005,168.53,308.51,6.2723000000000004,5.3619000000000003,6.1056999999999997,7.3040000000000003,10.388,9.3491999999999997,10.368,11.496,1.9721,1.8086,1.9621999999999999,2.1532,206330,195490,205740,218130,0.10684,9.6583000000000002E-2,0.10661,0.11747,5.3116000000000003,3.5661999999999998,5.0061,7.7607999999999997,62.517000000000003,33.021999999999998,68.597999999999999,85.227999999999994]
[6.4166699999999999,0.2,0.2,0.2,0.2,6.2180999999999997,4.7586000000000004,6.1185,7.8650000000000002,52854,42430,52300,65004,5.5613000000000001,4.8521999999999998,5.4428999999999998,6.4587000000000003,100,100,100,100,24.518999999999998,24.077000000000002,24.532,24.937000000000001,0.39406999999999998,0.378,0.4,0.4,40999,39318,41012,42692,0.87007999999999996,0.31068000000000001,0.88800000000000001,1.3804000000000001,23772,20852,23381,27390,10.398999999999999,4.8071999999999999,9.4954999999999998,17.771999999999998,1.893,1.7278,1.8843000000000001,2.0634999999999999,57.295000000000002,23.873999999999999,39.716999999999999,119.84,735.36,668.43,730.37,802.52,39.064,23.774999999999999,39.189,53.707000000000001,16688,15250,16638,18251,49546,47096,49489,52074,206.53,145.19999999999999,212.71,274.88,73924,66921,74045,80906,184.01,81.680999999999997,169.12,306.75,6.3425000000000002,5.4413,6.2111999999999998,7.4119999999999999,10.401,9.3163,10.371,11.525,1.9775,1.8117000000000001,1.9717,2.1688000000000001,207090,195150,206590,219110,0.10747,9.6942E-2,0.10679,0.11866,5.3072999999999997,3.556,4.9923999999999999,7.6825000000000001,62.517000000000003,33.021999999999998,68.597999999999999,85.227999999999994]
[6.5,0.2,0.2,0.2,0.2,6.2180999999999997,4.7586000000000004,6.1185,7.8650000000000002,52854,42430,52300,65004,5.5968,4.8853999999999997,5.4833999999999996,6.4901999999999997,100,100,100,100,24.491,24.042999999999999,24.5,24.951000000000001,0.39488000000000001,0.37997999999999998,0.4,0.4,41115,39463,41064,42879,0.87170000000000003,0.31068000000000001,0.88800000000000001,1.3821000000000001,23732,20820,23302,27398,10.423999999999999,4.9234,9.4627999999999997,17.866,1.9115,1.7528999999999999,1.9008,2.0901000000000001,57.295000000000002,23.873999999999999,39.716999999999999,119.84,739.49,676.53,737.83,807.56,39.064,23.774999999999999,39.189,53.707000000000001,16761,15271,16662,18353,49705,47395,49610,52047,206.55,145.19999999999999,212.71,274.88,74078,67319,74097,80894,184.13,83.141999999999996,167.76,307.2,6.4291,5.5206,6.3045,7.5399000000000003,10.444000000000001,9.3885000000000005,10.425000000000001,11.561,1.9837,1.8185,1.9761,2.1703000000000001,208660,197400,208440,220950,0.10851,9.8835000000000006E-2,0.10783,0.11958000000000001,5.3150000000000004,3.5623999999999998,4.9946000000000002,7.7727000000000004,62.517000000000003,33.021999999999998,68.597999999999999,85.227999999999994]
[6.5833300000000001,0.2,0.2,0.2,0.2,6.2180999999999997,4.7586000000000004,6.1185,7.8650000000000002,52854,42430,52300,65004,5.6974999999999998,4.9795999999999996,5.5862999999999996,6.6646999999999998,100,100,100,100,24.431000000000001,23.978999999999999,24.43,24.859000000000002,0.39689000000000002,0.38723999999999997,0.4,0.4,41634,39893,41622,43320,0.87804000000000004,0.31068000000000001,0.88800000000000001,1.4038999999999999,23986,21046,23587,27666,10.583,5.0450999999999997,9.6184999999999992,18.103999999999999,1.9508000000000001,1.7958000000000001,1.9380999999999999,2.1147,57.33,23.873999999999999,39.716999999999999,119.84,752.92,691.54,750.07,818.55,39.064,23.774999999999999,39.189,53.707000000000001,17035,15596,16999,18624,50350,48165,50247,52792,206.56,145.19999999999999,212.71,274.88,74958,68561,74903,81741,186.51,83.747,170.27,309.45999999999998,6.5979000000000001,5.6795,6.4739000000000004,7.7053000000000003,10.624000000000001,9.6211000000000002,10.597,11.695,2.0124,1.8422000000000001,2.0068999999999999,2.1930999999999998,212660,201830,212830,224920,0.11085,0.10063,0.1103,0.12123,5.3836000000000004,3.6231,5.0662000000000003,7.8654999999999999,62.517000000000003,33.021999999999998,68.597999999999999,85.227999999999994]
[6.6666699999999999,0.2,0.2,0.2,0.2,6.2180999999999997,4.7586000000000004,6.1185,7.8650000000000002,52854,42430,52300,65004,5.7483000000000004,5.0086000000000004,5.6356999999999999,6.7103000000000002,100,100,100,100,24.283000000000001,23.841999999999999,24.268000000000001,24.683,0.39751999999999998,0.39073999999999998,0.4,0.4,41868,40138,41831,43757,0.88065000000000004,0.31068000000000001,0.88800000000000001,1.4115,24055,21181,23551,27675,10.643000000000001,5.0563000000000002,9.6821999999999999,18.225999999999999,1.9766999999999999,1.8171999999999999,1.9689000000000001,2.1549999999999998,57.341000000000001,23.873999999999999,39.716999999999999,119.84,759.81,697.32,756.99,828.81,39.064,23.774999999999999,39.189,53.707000000000001,17167,15653,17086,18640,50546,48176,50463,53017,206.56,145.19999999999999,212.71,274.88,75218,68710,75280,81697,187.28,83.206999999999994,171.98,311.06,6.7098000000000004,5.7794999999999996,6.5594000000000001,7.8367000000000004,10.707000000000001,9.6928000000000001,10.667999999999999,11.863,2.0272999999999999,1.8583000000000001,2.0219999999999998,2.2086999999999999,214480,202510,214560,226350,0.11217000000000001,0.10159,0.11158,0.12331,5.4160000000000004,3.6436000000000002,5.0831999999999997,7.8921999999999999,62.517000000000003,33.021999999999998,68.597999999999999,85.227999999999994]
[6.75,0.2,0.2,0.2,0.2,6.2180999999999997,4.7586000000000004,6.1185,7.8650000000000002,52854,42430,52300,65004,5.7061000000000002,4.9843000000000002,5.5910000000000002,6.6609999999999996,100,100,100,100,24.216999999999999,23.794,24.204999999999998,24.657,0.39606000000000002,0.38607000000000002,0.4,0.4,41534,39699,41524,43359,0.87727999999999995,0.31068000000000001,0.88800000000000001,1.3971,23786,20861,23333,27269,10.526,5.0057,9.5379000000000005,17.91,1.9718,1.8032999999999999,1.9673,2.1615000000000002,57.326999999999998,23.873999999999999,39.716999999999999,119.84,754.58,688.42,753.51,824.72,39.064,23.774999999999999,39.189,53.707000000000001,17046,15558,17036,18630,49968,47513,49867,52562,206.56,145.19999999999999,212.71,274.88,74354,67561,74164,80980,185.2,82.266999999999996,169.83,307.88,6.7085999999999997,5.7713999999999999,6.5598000000000001,7.8525999999999998,10.609,9.5502000000000002,10.603,11.743,2.0112000000000001,1.8362000000000001,1.9979,2.2014,212910,200990,212990,225530,0.11173,0.10102,0.11089,0.12350999999999999,5.367,3.6196999999999999,5.0221,7.7942,62.517000000000003,33.021999999999998,68.597999999999999,85.227999999999994]
[6.8333300000000001,0.2,0.2,0.2,0.2,6.2180999999999997,4.7586000000000004,6.1185,7.8650000000000002,52854,42430,52300,65004,5.7625999999999999,5.0376000000000003,5.6306000000000003,6.7069999999999999,100,100,100,100,24.274999999999999,23.821999999999999,24.262,24.716000000000001,0.39699000000000001,0.38935999999999998,0.4,0.4,41773,39952,41781,43678,0.88060000000000005,0.31068000000000001,0.88800000000000001,1.4088000000000001,23895,21174,23511,27521,10.602,5.0621,9.5801999999999996,17.992000000000001,1.9955000000000001,1.8321000000000001,1.9893000000000001,2.1669999999999998,57.350999999999999,23.873999999999999,39.716999999999999,119.84,762.32,694.82,760.87,833.17,39.064,23.774999999999999,39.189,53.707000000000001,17189,15753,17168,18755,50276,47792,50190,52863,206.56,145.19999999999999,212.71,274.88,74812,67863,74512,82104,186.2,83.23,171.58,308.52999999999997,6.8217999999999996,5.8784999999999998,6.6650999999999998,8.0127000000000006,10.704000000000001,9.6599000000000004,10.715,11.836,2.0244,1.8485,2.0142000000000002,2.2128999999999999,215180,202800,215300,228030,0.11303000000000001,0.10271,0.11249000000000001,0.12418999999999999,5.3967999999999998,3.6381000000000001,5.0278,7.8498000000000001,62.517000000000003,33.021999999999998,68.597999999999999,85.227999999999994]
[6.9166699999999999,0.2,0.2,0.2,0.2,6.2180999999999997,4.7586000000000004,6.1185,7.8650000000000002,52854,42430,52300,65004,5.7919,5.0602999999999998,5.6798000000000002,6.7499000000000002,100,100,100,100,24.193000000000001,23.738,24.178000000000001,24.645,0.39711999999999997,0.38883000000000001,0.4,0.4,41808,40010,41790,43637,0.88282000000000005,0.31068000000000001,0.88800000000000001,1.4164000000000001,23884,21032,23415,27381,10.627000000000001,5.0633999999999997,9.6212,18.015000000000001,2.0091000000000001,1.8416999999999999,2.0045999999999999,2.1861999999999999,57.36,23.873999999999999,39.716999999999999,119.84,765.99,701.38,762.52,836.12,39.064,23.774999999999999,39.189,53.707000000000001,17277,15853,17243,18826,50334,47843,50286,52975,206.56,145.19999999999999,212.71,274.88,74993,68348,74538,82005,186.63,84.019000000000005,172.37,309.94,6.9077000000000002,5.9534000000000002,6.7614000000000001,8.1193000000000008,10.773,9.7011000000000003,10.782999999999999,11.894,2.0329999999999999,1.8581000000000001,2.0232000000000001,2.2233999999999998,216190,203430,216190,229230,0.11376,0.10296,0.11302,0.12457,5.4175000000000004,3.6831999999999998,5.0606,7.8960999999999997,62.517000000000003,33.021999999999998,68.597999999999999,85.227999999999994]
[7,0.2,0.2,0.2,0.2,6.2180999999999997,4.7586000000000004,6.1185,7.8650000000000002,52854,42430,52300,65004,5.7803000000000004,5.0446,5.6353,6.7473999999999998,100,100,100,100,24.157,23.698,24.146999999999998,24.620999999999999,0.39795999999999998,0.39056000000000002,0.4,0.4,41532,39767,41506,43411,0.8831,0.31068000000000001,0.88800000000000001,1.4123000000000001,24004,21100,23430,27919,10.584,5.0128000000000004,9.5815999999999999,18.030999999999999,2.0089999999999999,1.8331,2.0053999999999998,2.1911,57.357999999999997,23.873999999999999,39.716999999999999,119.84,764.04,696.6,761.24,835.36,39.064,23.774999999999999,39.189,53.707000000000001,17459,15906,17434,19115,50080,47500,50021,52671,206.55,145.19999999999999,212.71,274.88,75137,68016,74735,82463,186.09,83.552000000000007,171.6,310.38,6.9611000000000001,6.0118999999999998,6.8159000000000001,8.1335999999999995,10.78,9.6646999999999998,10.795,11.909000000000001,2.0306000000000002,1.8555999999999999,2.0192999999999999,2.2275,215550,202440,215720,228900,0.11591,0.10467,0.11531,0.12803999999999999,5.4409999999999998,3.6934999999999998,5.0896999999999997,7.8857999999999997,62.517000000000003,33.021999999999998,68.597999999999999,85.227999999999994]
[7.0833300000000001,0,0,0,0,0,0,0,0,0,0,0,0,0,0,0,0,0,0,0,0,0,0,0,0,0,0,0,0,0,0,0,0,0,0,0,0,0,0,0,0,0,0,0,0,0,0,0,0,0,0,0,0,0,0,0,0,0,0,0,0,0,0,0,0,0,0,0,0,0,0,0,0,0,0,0,0,0,0,0,0,0,0,0,0,0,0,0,0,0,0,0,0,0,0,0,0,0,0,0,0,0,0,0,0,0,0,0,0]
[7.1666699999999999,0,0,0,0,0,0,0,0,0,0,0,0,0,0,0,0,0,0,0,0,0,0,0,0,0,0,0,0,0,0,0,0,0,0,0,0,0,0,0,0,0,0,0,0,0,0,0,0,0,0,0,0,0,0,0,0,0,0,0,0,0,0,0,0,0,0,0,0,0,0,0,0,0,0,0,0,0,0,0,0,0,0,0,0,0,0,0,0,0,0,0,0,0,0,0,0,0,0,0,0,0,0,0,0,0,0,0,0]
[7.25,0,0,0,0,0,0,0,0,0,0,0,0,0,0,0,0,0,0,0,0,0,0,0,0,0,0,0,0,0,0,0,0,0,0,0,0,0,0,0,0,0,0,0,0,0,0,0,0,0,0,0,0,0,0,0,0,0,0,0,0,0,0,0,0,0,0,0,0,0,0,0,0,0,0,0,0,0,0,0,0,0,0,0,0,0,0,0,0,0,0,0,0,0,0,0,0,0,0,0,0,0,0,0,0,0,0,0,0]
[7.3333300000000001,0,0,0,0,0,0,0,0,0,0,0,0,0,0,0,0,0,0,0,0,0,0,0,0,0,0,0,0,0,0,0,0,0,0,0,0,0,0,0,0,0,0,0,0,0,0,0,0,0,0,0,0,0,0,0,0,0,0,0,0,0,0,0,0,0,0,0,0,0,0,0,0,0,0,0,0,0,0,0,0,0,0,0,0,0,0,0,0,0,0,0,0,0,0,0,0,0,0,0,0,0,0,0,0,0,0,0,0]
[7.4166699999999999,0,0,0,0,0,0,0,0,0,0,0,0,0,0,0,0,0,0,0,0,0,0,0,0,0,0,0,0,0,0,0,0,0,0,0,0,0,0,0,0,0,0,0,0,0,0,0,0,0,0,0,0,0,0,0,0,0,0,0,0,0,0,0,0,0,0,0,0,0,0,0,0,0,0,0,0,0,0,0,0,0,0,0,0,0,0,0,0,0,0,0,0,0,0,0,0,0,0,0,0,0,0,0,0,0,0,0,0]
[7.5,0,0,0,0,0,0,0,0,0,0,0,0,0,0,0,0,0,0,0,0,0,0,0,0,0,0,0,0,0,0,0,0,0,0,0,0,0,0,0,0,0,0,0,0,0,0,0,0,0,0,0,0,0,0,0,0,0,0,0,0,0,0,0,0,0,0,0,0,0,0,0,0,0,0,0,0,0,0,0,0,0,0,0,0,0,0,0,0,0,0,0,0,0,0,0,0,0,0,0,0,0,0,0,0,0,0,0,0]
[7.5833300000000001,0,0,0,0,0,0,0,0,0,0,0,0,0,0,0,0,0,0,0,0,0,0,0,0,0,0,0,0,0,0,0,0,0,0,0,0,0,0,0,0,0,0,0,0,0,0,0,0,0,0,0,0,0,0,0,0,0,0,0,0,0,0,0,0,0,0,0,0,0,0,0,0,0,0,0,0,0,0,0,0,0,0,0,0,0,0,0,0,0,0,0,0,0,0,0,0,0,0,0,0,0,0,0,0,0,0,0,0]
[7.6666699999999999,0,0,0,0,0,0,0,0,0,0,0,0,0,0,0,0,0,0,0,0,0,0,0,0,0,0,0,0,0,0,0,0,0,0,0,0,0,0,0,0,0,0,0,0,0,0,0,0,0,0,0,0,0,0,0,0,0,0,0,0,0,0,0,0,0,0,0,0,0,0,0,0,0,0,0,0,0,0,0,0,0,0,0,0,0,0,0,0,0,0,0,0,0,0,0,0,0,0,0,0,0,0,0,0,0,0,0,0]
[7.75,0,0,0,0,0,0,0,0,0,0,0,0,0,0,0,0,0,0,0,0,0,0,0,0,0,0,0,0,0,0,0,0,0,0,0,0,0,0,0,0,0,0,0,0,0,0,0,0,0,0,0,0,0,0,0,0,0,0,0,0,0,0,0,0,0,0,0,0,0,0,0,0,0,0,0,0,0,0,0,0,0,0,0,0,0,0,0,0,0,0,0,0,0,0,0,0,0,0,0,0,0,0,0,0,0,0,0,0]
[7.8333300000000001,0,0,0,0,0,0,0,0,0,0,0,0,0,0,0,0,0,0,0,0,0,0,0,0,0,0,0,0,0,0,0,0,0,0,0,0,0,0,0,0,0,0,0,0,0,0,0,0,0,0,0,0,0,0,0,0,0,0,0,0,0,0,0,0,0,0,0,0,0,0,0,0,0,0,0,0,0,0,0,0,0,0,0,0,0,0,0,0,0,0,0,0,0,0,0,0,0,0,0,0,0,0,0,0,0,0,0,0]
[7.9166699999999999,0,0,0,0,0,0,0,0,0,0,0,0,0,0,0,0,0,0,0,0,0,0,0,0,0,0,0,0,0,0,0,0,0,0,0,0,0,0,0,0,0,0,0,0,0,0,0,0,0,0,0,0,0,0,0,0,0,0,0,0,0,0,0,0,0,0,0,0,0,0,0,0,0,0,0,0,0,0,0,0,0,0,0,0,0,0,0,0,0,0,0,0,0,0,0,0,0,0,0,0,0,0,0,0,0,0,0,0]
[8,0,0,0,0,0,0,0,0,0,0,0,0,0,0,0,0,0,0,0,0,0,0,0,0,0,0,0,0,0,0,0,0,0,0,0,0,0,0,0,0,0,0,0,0,0,0,0,0,0,0,0,0,0,0,0,0,0,0,0,0,0,0,0,0,0,0,0,0,0,0,0,0,0,0,0,0,0,0,0,0,0,0,0,0,0,0,0,0,0,0,0,0,0,0,0,0,0,0,0,0,0,0,0,0,0,0,0,0]
[8.0833300000000001,0,0,0,0,0,0,0,0,0,0,0,0,0,0,0,0,0,0,0,0,0,0,0,0,0,0,0,0,0,0,0,0,0,0,0,0,0,0,0,0,0,0,0,0,0,0,0,0,0,0,0,0,0,0,0,0,0,0,0,0,0,0,0,0,0,0,0,0,0,0,0,0,0,0,0,0,0,0,0,0,0,0,0,0,0,0,0,0,0,0,0,0,0,0,0,0,0,0,0,0,0,0,0,0,0,0,0,0]
[8.1666699999999999,0,0,0,0,0,0,0,0,0,0,0,0,0,0,0,0,0,0,0,0,0,0,0,0,0,0,0,0,0,0,0,0,0,0,0,0,0,0,0,0,0,0,0,0,0,0,0,0,0,0,0,0,0,0,0,0,0,0,0,0,0,0,0,0,0,0,0,0,0,0,0,0,0,0,0,0,0,0,0,0,0,0,0,0,0,0,0,0,0,0,0,0,0,0,0,0,0,0,0,0,0,0,0,0,0,0,0,0]
[8.25,0,0,0,0,0,0,0,0,0,0,0,0,0,0,0,0,0,0,0,0,0,0,0,0,0,0,0,0,0,0,0,0,0,0,0,0,0,0,0,0,0,0,0,0,0,0,0,0,0,0,0,0,0,0,0,0,0,0,0,0,0,0,0,0,0,0,0,0,0,0,0,0,0,0,0,0,0,0,0,0,0,0,0,0,0,0,0,0,0,0,0,0,0,0,0,0,0,0,0,0,0,0,0,0,0,0,0,0]
[8.3333300000000001,0,0,0,0,0,0,0,0,0,0,0,0,0,0,0,0,0,0,0,0,0,0,0,0,0,0,0,0,0,0,0,0,0,0,0,0,0,0,0,0,0,0,0,0,0,0,0,0,0,0,0,0,0,0,0,0,0,0,0,0,0,0,0,0,0,0,0,0,0,0,0,0,0,0,0,0,0,0,0,0,0,0,0,0,0,0,0,0,0,0,0,0,0,0,0,0,0,0,0,0,0,0,0,0,0,0,0,0]
[8.4166699999999999,0,0,0,0,0,0,0,0,0,0,0,0,0,0,0,0,0,0,0,0,0,0,0,0,0,0,0,0,0,0,0,0,0,0,0,0,0,0,0,0,0,0,0,0,0,0,0,0,0,0,0,0,0,0,0,0,0,0,0,0,0,0,0,0,0,0,0,0,0,0,0,0,0,0,0,0,0,0,0,0,0,0,0,0,0,0,0,0,0,0,0,0,0,0,0,0,0,0,0,0,0,0,0,0,0,0,0,0]
[8.5,0,0,0,0,0,0,0,0,0,0,0,0,0,0,0,0,0,0,0,0,0,0,0,0,0,0,0,0,0,0,0,0,0,0,0,0,0,0,0,0,0,0,0,0,0,0,0,0,0,0,0,0,0,0,0,0,0,0,0,0,0,0,0,0,0,0,0,0,0,0,0,0,0,0,0,0,0,0,0,0,0,0,0,0,0,0,0,0,0,0,0,0,0,0,0,0,0,0,0,0,0,0,0,0,0,0,0,0]
[8.5833300000000001,0,0,0,0,0,0,0,0,0,0,0,0,0,0,0,0,0,0,0,0,0,0,0,0,0,0,0,0,0,0,0,0,0,0,0,0,0,0,0,0,0,0,0,0,0,0,0,0,0,0,0,0,0,0,0,0,0,0,0,0,0,0,0,0,0,0,0,0,0,0,0,0,0,0,0,0,0,0,0,0,0,0,0,0,0,0,0,0,0,0,0,0,0,0,0,0,0,0,0,0,0,0,0,0,0,0,0,0]
[8.6666699999999999,0,0,0,0,0,0,0,0,0,0,0,0,0,0,0,0,0,0,0,0,0,0,0,0,0,0,0,0,0,0,0,0,0,0,0,0,0,0,0,0,0,0,0,0,0,0,0,0,0,0,0,0,0,0,0,0,0,0,0,0,0,0,0,0,0,0,0,0,0,0,0,0,0,0,0,0,0,0,0,0,0,0,0,0,0,0,0,0,0,0,0,0,0,0,0,0,0,0,0,0,0,0,0,0,0,0,0,0]
[8.75,0,0,0,0,0,0,0,0,0,0,0,0,0,0,0,0,0,0,0,0,0,0,0,0,0,0,0,0,0,0,0,0,0,0,0,0,0,0,0,0,0,0,0,0,0,0,0,0,0,0,0,0,0,0,0,0,0,0,0,0,0,0,0,0,0,0,0,0,0,0,0,0,0,0,0,0,0,0,0,0,0,0,0,0,0,0,0,0,0,0,0,0,0,0,0,0,0,0,0,0,0,0,0,0,0,0,0,0]
[8.8333300000000001,0,0,0,0,0,0,0,0,0,0,0,0,0,0,0,0,0,0,0,0,0,0,0,0,0,0,0,0,0,0,0,0,0,0,0,0,0,0,0,0,0,0,0,0,0,0,0,0,0,0,0,0,0,0,0,0,0,0,0,0,0,0,0,0,0,0,0,0,0,0,0,0,0,0,0,0,0,0,0,0,0,0,0,0,0,0,0,0,0,0,0,0,0,0,0,0,0,0,0,0,0,0,0,0,0,0,0,0]
[8.9166699999999999,0,0,0,0,0,0,0,0,0,0,0,0,0,0,0,0,0,0,0,0,0,0,0,0,0,0,0,0,0,0,0,0,0,0,0,0,0,0,0,0,0,0,0,0,0,0,0,0,0,0,0,0,0,0,0,0,0,0,0,0,0,0,0,0,0,0,0,0,0,0,0,0,0,0,0,0,0,0,0,0,0,0,0,0,0,0,0,0,0,0,0,0,0,0,0,0,0,0,0,0,0,0,0,0,0,0,0,0]
[9,0,0,0,0,0,0,0,0,0,0,0,0,0,0,0,0,0,0,0,0,0,0,0,0,0,0,0,0,0,0,0,0,0,0,0,0,0,0,0,0,0,0,0,0,0,0,0,0,0,0,0,0,0,0,0,0,0,0,0,0,0,0,0,0,0,0,0,0,0,0,0,0,0,0,0,0,0,0,0,0,0,0,0,0,0,0,0,0,0,0,0,0,0,0,0,0,0,0,0,0,0,0,0,0,0,0,0,0]
[9.0833300000000001,0,0,0,0,0,0,0,0,0,0,0,0,0,0,0,0,0,0,0,0,0,0,0,0,0,0,0,0,0,0,0,0,0,0,0,0,0,0,0,0,0,0,0,0,0,0,0,0,0,0,0,0,0,0,0,0,0,0,0,0,0,0,0,0,0,0,0,0,0,0,0,0,0,0,0,0,0,0,0,0,0,0,0,0,0,0,0,0,0,0,0,0,0,0,0,0,0,0,0,0,0,0,0,0,0,0,0,0]
[9.1666699999999999,0,0,0,0,0,0,0,0,0,0,0,0,0,0,0,0,0,0,0,0,0,0,0,0,0,0,0,0,0,0,0,0,0,0,0,0,0,0,0,0,0,0,0,0,0,0,0,0,0,0,0,0,0,0,0,0,0,0,0,0,0,0,0,0,0,0,0,0,0,0,0,0,0,0,0,0,0,0,0,0,0,0,0,0,0,0,0,0,0,0,0,0,0,0,0,0,0,0,0,0,0,0,0,0,0,0,0,0]
[9.25,0,0,0,0,0,0,0,0,0,0,0,0,0,0,0,0,0,0,0,0,0,0,0,0,0,0,0,0,0,0,0,0,0,0,0,0,0,0,0,0,0,0,0,0,0,0,0,0,0,0,0,0,0,0,0,0,0,0,0,0,0,0,0,0,0,0,0,0,0,0,0,0,0,0,0,0,0,0,0,0,0,0,0,0,0,0,0,0,0,0,0,0,0,0,0,0,0,0,0,0,0,0,0,0,0,0,0,0]
[9.3333300000000001,0,0,0,0,0,0,0,0,0,0,0,0,0,0,0,0,0,0,0,0,0,0,0,0,0,0,0,0,0,0,0,0,0,0,0,0,0,0,0,0,0,0,0,0,0,0,0,0,0,0,0,0,0,0,0,0,0,0,0,0,0,0,0,0,0,0,0,0,0,0,0,0,0,0,0,0,0,0,0,0,0,0,0,0,0,0,0,0,0,0,0,0,0,0,0,0,0,0,0,0,0,0,0,0,0,0,0,0]
[9.4166699999999999,0,0,0,0,0,0,0,0,0,0,0,0,0,0,0,0,0,0,0,0,0,0,0,0,0,0,0,0,0,0,0,0,0,0,0,0,0,0,0,0,0,0,0,0,0,0,0,0,0,0,0,0,0,0,0,0,0,0,0,0,0,0,0,0,0,0,0,0,0,0,0,0,0,0,0,0,0,0,0,0,0,0,0,0,0,0,0,0,0,0,0,0,0,0,0,0,0,0,0,0,0,0,0,0,0,0,0,0]
[9.5,0,0,0,0,0,0,0,0,0,0,0,0,0,0,0,0,0,0,0,0,0,0,0,0,0,0,0,0,0,0,0,0,0,0,0,0,0,0,0,0,0,0,0,0,0,0,0,0,0,0,0,0,0,0,0,0,0,0,0,0,0,0,0,0,0,0,0,0,0,0,0,0,0,0,0,0,0,0,0,0,0,0,0,0,0,0,0,0,0,0,0,0,0,0,0,0,0,0,0,0,0,0,0,0,0,0,0,0]
[9.5833300000000001,0,0,0,0,0,0,0,0,0,0,0,0,0,0,0,0,0,0,0,0,0,0,0,0,0,0,0,0,0,0,0,0,0,0,0,0,0,0,0,0,0,0,0,0,0,0,0,0,0,0,0,0,0,0,0,0,0,0,0,0,0,0,0,0,0,0,0,0,0,0,0,0,0,0,0,0,0,0,0,0,0,0,0,0,0,0,0,0,0,0,0,0,0,0,0,0,0,0,0,0,0,0,0,0,0,0,0,0]
[9.6666699999999999,0,0,0,0,0,0,0,0,0,0,0,0,0,0,0,0,0,0,0,0,0,0,0,0,0,0,0,0,0,0,0,0,0,0,0,0,0,0,0,0,0,0,0,0,0,0,0,0,0,0,0,0,0,0,0,0,0,0,0,0,0,0,0,0,0,0,0,0,0,0,0,0,0,0,0,0,0,0,0,0,0,0,0,0,0,0,0,0,0,0,0,0,0,0,0,0,0,0,0,0,0,0,0,0,0,0,0,0]
[9.75,0,0,0,0,0,0,0,0,0,0,0,0,0,0,0,0,0,0,0,0,0,0,0,0,0,0,0,0,0,0,0,0,0,0,0,0,0,0,0,0,0,0,0,0,0,0,0,0,0,0,0,0,0,0,0,0,0,0,0,0,0,0,0,0,0,0,0,0,0,0,0,0,0,0,0,0,0,0,0,0,0,0,0,0,0,0,0,0,0,0,0,0,0,0,0,0,0,0,0,0,0,0,0,0,0,0,0,0]
[9.8333300000000001,0,0,0,0,0,0,0,0,0,0,0,0,0,0,0,0,0,0,0,0,0,0,0,0,0,0,0,0,0,0,0,0,0,0,0,0,0,0,0,0,0,0,0,0,0,0,0,0,0,0,0,0,0,0,0,0,0,0,0,0,0,0,0,0,0,0,0,0,0,0,0,0,0,0,0,0,0,0,0,0,0,0,0,0,0,0,0,0,0,0,0,0,0,0,0,0,0,0,0,0,0,0,0,0,0,0,0,0]
[9.9166699999999999,0,0,0,0,0,0,0,0,0,0,0,0,0,0,0,0,0,0,0,0,0,0,0,0,0,0,0,0,0,0,0,0,0,0,0,0,0,0,0,0,0,0,0,0,0,0,0,0,0,0,0,0,0,0,0,0,0,0,0,0,0,0,0,0,0,0,0,0,0,0,0,0,0,0,0,0,0,0,0,0,0,0,0,0,0,0,0,0,0,0,0,0,0,0,0,0,0,0,0,0,0,0,0,0,0,0,0,0]
[10,0,0,0,0,0,0,0,0,0,0,0,0,0,0,0,0,0,0,0,0,0,0,0,0,0,0,0,0,0,0,0,0,0,0,0,0,0,0,0,0,0,0,0,0,0,0,0,0,0,0,0,0,0,0,0,0,0,0,0,0,0,0,0,0,0,0,0,0,0,0,0,0,0,0,0,0,0,0,0,0,0,0,0,0,0,0,0,0,0,0,0,0,0,0,0,0,0,0,0,0,0,0,0,0,0,0,0,0]
[10.083299999999999,0,0,0,0,0,0,0,0,0,0,0,0,0,0,0,0,0,0,0,0,0,0,0,0,0,0,0,0,0,0,0,0,0,0,0,0,0,0,0,0,0,0,0,0,0,0,0,0,0,0,0,0,0,0,0,0,0,0,0,0,0,0,0,0,0,0,0,0,0,0,0,0,0,0,0,0,0,0,0,0,0,0,0,0,0,0,0,0,0,0,0,0,0,0,0,0,0,0,0,0,0,0,0,0,0,0,0,0]
[10.166700000000001,0,0,0,0,0,0,0,0,0,0,0,0,0,0,0,0,0,0,0,0,0,0,0,0,0,0,0,0,0,0,0,0,0,0,0,0,0,0,0,0,0,0,0,0,0,0,0,0,0,0,0,0,0,0,0,0,0,0,0,0,0,0,0,0,0,0,0,0,0,0,0,0,0,0,0,0,0,0,0,0,0,0,0,0,0,0,0,0,0,0,0,0,0,0,0,0,0,0,0,0,0,0,0,0,0,0,0,0]
[10.25,0,0,0,0,0,0,0,0,0,0,0,0,0,0,0,0,0,0,0,0,0,0,0,0,0,0,0,0,0,0,0,0,0,0,0,0,0,0,0,0,0,0,0,0,0,0,0,0,0,0,0,0,0,0,0,0,0,0,0,0,0,0,0,0,0,0,0,0,0,0,0,0,0,0,0,0,0,0,0,0,0,0,0,0,0,0,0,0,0,0,0,0,0,0,0,0,0,0,0,0,0,0,0,0,0,0,0,0]
[10.333299999999999,0,0,0,0,0,0,0,0,0,0,0,0,0,0,0,0,0,0,0,0,0,0,0,0,0,0,0,0,0,0,0,0,0,0,0,0,0,0,0,0,0,0,0,0,0,0,0,0,0,0,0,0,0,0,0,0,0,0,0,0,0,0,0,0,0,0,0,0,0,0,0,0,0,0,0,0,0,0,0,0,0,0,0,0,0,0,0,0,0,0,0,0,0,0,0,0,0,0,0,0,0,0,0,0,0,0,0,0]
[10.416700000000001,0,0,0,0,0,0,0,0,0,0,0,0,0,0,0,0,0,0,0,0,0,0,0,0,0,0,0,0,0,0,0,0,0,0,0,0,0,0,0,0,0,0,0,0,0,0,0,0,0,0,0,0,0,0,0,0,0,0,0,0,0,0,0,0,0,0,0,0,0,0,0,0,0,0,0,0,0,0,0,0,0,0,0,0,0,0,0,0,0,0,0,0,0,0,0,0,0,0,0,0,0,0,0,0,0,0,0,0]
[10.5,0,0,0,0,0,0,0,0,0,0,0,0,0,0,0,0,0,0,0,0,0,0,0,0,0,0,0,0,0,0,0,0,0,0,0,0,0,0,0,0,0,0,0,0,0,0,0,0,0,0,0,0,0,0,0,0,0,0,0,0,0,0,0,0,0,0,0,0,0,0,0,0,0,0,0,0,0,0,0,0,0,0,0,0,0,0,0,0,0,0,0,0,0,0,0,0,0,0,0,0,0,0,0,0,0,0,0,0]
[10.583299999999999,0,0,0,0,0,0,0,0,0,0,0,0,0,0,0,0,0,0,0,0,0,0,0,0,0,0,0,0,0,0,0,0,0,0,0,0,0,0,0,0,0,0,0,0,0,0,0,0,0,0,0,0,0,0,0,0,0,0,0,0,0,0,0,0,0,0,0,0,0,0,0,0,0,0,0,0,0,0,0,0,0,0,0,0,0,0,0,0,0,0,0,0,0,0,0,0,0,0,0,0,0,0,0,0,0,0,0,0]
[10.666700000000001,0,0,0,0,0,0,0,0,0,0,0,0,0,0,0,0,0,0,0,0,0,0,0,0,0,0,0,0,0,0,0,0,0,0,0,0,0,0,0,0,0,0,0,0,0,0,0,0,0,0,0,0,0,0,0,0,0,0,0,0,0,0,0,0,0,0,0,0,0,0,0,0,0,0,0,0,0,0,0,0,0,0,0,0,0,0,0,0,0,0,0,0,0,0,0,0,0,0,0,0,0,0,0,0,0,0,0,0]
[10.75,0,0,0,0,0,0,0,0,0,0,0,0,0,0,0,0,0,0,0,0,0,0,0,0,0,0,0,0,0,0,0,0,0,0,0,0,0,0,0,0,0,0,0,0,0,0,0,0,0,0,0,0,0,0,0,0,0,0,0,0,0,0,0,0,0,0,0,0,0,0,0,0,0,0,0,0,0,0,0,0,0,0,0,0,0,0,0,0,0,0,0,0,0,0,0,0,0,0,0,0,0,0,0,0,0,0,0,0]
[10.833299999999999,0,0,0,0,0,0,0,0,0,0,0,0,0,0,0,0,0,0,0,0,0,0,0,0,0,0,0,0,0,0,0,0,0,0,0,0,0,0,0,0,0,0,0,0,0,0,0,0,0,0,0,0,0,0,0,0,0,0,0,0,0,0,0,0,0,0,0,0,0,0,0,0,0,0,0,0,0,0,0,0,0,0,0,0,0,0,0,0,0,0,0,0,0,0,0,0,0,0,0,0,0,0,0,0,0,0,0,0]
[10.916700000000001,0,0,0,0,0,0,0,0,0,0,0,0,0,0,0,0,0,0,0,0,0,0,0,0,0,0,0,0,0,0,0,0,0,0,0,0,0,0,0,0,0,0,0,0,0,0,0,0,0,0,0,0,0,0,0,0,0,0,0,0,0,0,0,0,0,0,0,0,0,0,0,0,0,0,0,0,0,0,0,0,0,0,0,0,0,0,0,0,0,0,0,0,0,0,0,0,0,0,0,0,0,0,0,0,0,0,0,0]
[11,0,0,0,0,0,0,0,0,0,0,0,0,0,0,0,0,0,0,0,0,0,0,0,0,0,0,0,0,0,0,0,0,0,0,0,0,0,0,0,0,0,0,0,0,0,0,0,0,0,0,0,0,0,0,0,0,0,0,0,0,0,0,0,0,0,0,0,0,0,0,0,0,0,0,0,0,0,0,0,0,0,0,0,0,0,0,0,0,0,0,0,0,0,0,0,0,0,0,0,0,0,0,0,0,0,0,0,0]
[11.083299999999999,0,0,0,0,0,0,0,0,0,0,0,0,0,0,0,0,0,0,0,0,0,0,0,0,0,0,0,0,0,0,0,0,0,0,0,0,0,0,0,0,0,0,0,0,0,0,0,0,0,0,0,0,0,0,0,0,0,0,0,0,0,0,0,0,0,0,0,0,0,0,0,0,0,0,0,0,0,0,0,0,0,0,0,0,0,0,0,0,0,0,0,0,0,0,0,0,0,0,0,0,0,0,0,0,0,0,0,0]
[11.166700000000001,0,0,0,0,0,0,0,0,0,0,0,0,0,0,0,0,0,0,0,0,0,0,0,0,0,0,0,0,0,0,0,0,0,0,0,0,0,0,0,0,0,0,0,0,0,0,0,0,0,0,0,0,0,0,0,0,0,0,0,0,0,0,0,0,0,0,0,0,0,0,0,0,0,0,0,0,0,0,0,0,0,0,0,0,0,0,0,0,0,0,0,0,0,0,0,0,0,0,0,0,0,0,0,0,0,0,0,0]
[11.25,0,0,0,0,0,0,0,0,0,0,0,0,0,0,0,0,0,0,0,0,0,0,0,0,0,0,0,0,0,0,0,0,0,0,0,0,0,0,0,0,0,0,0,0,0,0,0,0,0,0,0,0,0,0,0,0,0,0,0,0,0,0,0,0,0,0,0,0,0,0,0,0,0,0,0,0,0,0,0,0,0,0,0,0,0,0,0,0,0,0,0,0,0,0,0,0,0,0,0,0,0,0,0,0,0,0,0,0]
[11.333299999999999,0,0,0,0,0,0,0,0,0,0,0,0,0,0,0,0,0,0,0,0,0,0,0,0,0,0,0,0,0,0,0,0,0,0,0,0,0,0,0,0,0,0,0,0,0,0,0,0,0,0,0,0,0,0,0,0,0,0,0,0,0,0,0,0,0,0,0,0,0,0,0,0,0,0,0,0,0,0,0,0,0,0,0,0,0,0,0,0,0,0,0,0,0,0,0,0,0,0,0,0,0,0,0,0,0,0,0,0]
[11.416700000000001,0,0,0,0,0,0,0,0,0,0,0,0,0,0,0,0,0,0,0,0,0,0,0,0,0,0,0,0,0,0,0,0,0,0,0,0,0,0,0,0,0,0,0,0,0,0,0,0,0,0,0,0,0,0,0,0,0,0,0,0,0,0,0,0,0,0,0,0,0,0,0,0,0,0,0,0,0,0,0,0,0,0,0,0,0,0,0,0,0,0,0,0,0,0,0,0,0,0,0,0,0,0,0,0,0,0,0,0]
[11.5,0,0,0,0,0,0,0,0,0,0,0,0,0,0,0,0,0,0,0,0,0,0,0,0,0,0,0,0,0,0,0,0,0,0,0,0,0,0,0,0,0,0,0,0,0,0,0,0,0,0,0,0,0,0,0,0,0,0,0,0,0,0,0,0,0,0,0,0,0,0,0,0,0,0,0,0,0,0,0,0,0,0,0,0,0,0,0,0,0,0,0,0,0,0,0,0,0,0,0,0,0,0,0,0,0,0,0,0]
[11.583299999999999,0,0,0,0,0,0,0,0,0,0,0,0,0,0,0,0,0,0,0,0,0,0,0,0,0,0,0,0,0,0,0,0,0,0,0,0,0,0,0,0,0,0,0,0,0,0,0,0,0,0,0,0,0,0,0,0,0,0,0,0,0,0,0,0,0,0,0,0,0,0,0,0,0,0,0,0,0,0,0,0,0,0,0,0,0,0,0,0,0,0,0,0,0,0,0,0,0,0,0,0,0,0,0,0,0,0,0,0]
[11.666700000000001,0,0,0,0,0,0,0,0,0,0,0,0,0,0,0,0,0,0,0,0,0,0,0,0,0,0,0,0,0,0,0,0,0,0,0,0,0,0,0,0,0,0,0,0,0,0,0,0,0,0,0,0,0,0,0,0,0,0,0,0,0,0,0,0,0,0,0,0,0,0,0,0,0,0,0,0,0,0,0,0,0,0,0,0,0,0,0,0,0,0,0,0,0,0,0,0,0,0,0,0,0,0,0,0,0,0,0,0]
[11.75,0,0,0,0,0,0,0,0,0,0,0,0,0,0,0,0,0,0,0,0,0,0,0,0,0,0,0,0,0,0,0,0,0,0,0,0,0,0,0,0,0,0,0,0,0,0,0,0,0,0,0,0,0,0,0,0,0,0,0,0,0,0,0,0,0,0,0,0,0,0,0,0,0,0,0,0,0,0,0,0,0,0,0,0,0,0,0,0,0,0,0,0,0,0,0,0,0,0,0,0,0,0,0,0,0,0,0,0]
[11.833299999999999,0,0,0,0,0,0,0,0,0,0,0,0,0,0,0,0,0,0,0,0,0,0,0,0,0,0,0,0,0,0,0,0,0,0,0,0,0,0,0,0,0,0,0,0,0,0,0,0,0,0,0,0,0,0,0,0,0,0,0,0,0,0,0,0,0,0,0,0,0,0,0,0,0,0,0,0,0,0,0,0,0,0,0,0,0,0,0,0,0,0,0,0,0,0,0,0,0,0,0,0,0,0,0,0,0,0,0,0]
[11.916700000000001,0,0,0,0,0,0,0,0,0,0,0,0,0,0,0,0,0,0,0,0,0,0,0,0,0,0,0,0,0,0,0,0,0,0,0,0,0,0,0,0,0,0,0,0,0,0,0,0,0,0,0,0,0,0,0,0,0,0,0,0,0,0,0,0,0,0,0,0,0,0,0,0,0,0,0,0,0,0,0,0,0,0,0,0,0,0,0,0,0,0,0,0,0,0,0,0,0,0,0,0,0,0,0,0,0,0,0,0]
[12,0,0,0,0,0,0,0,0,0,0,0,0,0,0,0,0,0,0,0,0,0,0,0,0,0,0,0,0,0,0,0,0,0,0,0,0,0,0,0,0,0,0,0,0,0,0,0,0,0,0,0,0,0,0,0,0,0,0,0,0,0,0,0,0,0,0,0,0,0,0,0,0,0,0,0,0,0,0,0,0,0,0,0,0,0,0,0,0,0,0,0,0,0,0,0,0,0,0,0,0,0,0,0,0,0,0,0,0]
[12.083299999999999,0,0,0,0,0,0,0,0,0,0,0,0,0,0,0,0,0,0,0,0,0,0,0,0,0,0,0,0,0,0,0,0,0,0,0,0,0,0,0,0,0,0,0,0,0,0,0,0,0,0,0,0,0,0,0,0,0,0,0,0,0,0,0,0,0,0,0,0,0,0,0,0,0,0,0,0,0,0,0,0,0,0,0,0,0,0,0,0,0,0,0,0,0,0,0,0,0,0,0,0,0,0,0,0,0,0,0,0]
[12.166700000000001,0,0,0,0,0,0,0,0,0,0,0,0,0,0,0,0,0,0,0,0,0,0,0,0,0,0,0,0,0,0,0,0,0,0,0,0,0,0,0,0,0,0,0,0,0,0,0,0,0,0,0,0,0,0,0,0,0,0,0,0,0,0,0,0,0,0,0,0,0,0,0,0,0,0,0,0,0,0,0,0,0,0,0,0,0,0,0,0,0,0,0,0,0,0,0,0,0,0,0,0,0,0,0,0,0,0,0,0]
[12.25,0,0,0,0,0,0,0,0,0,0,0,0,0,0,0,0,0,0,0,0,0,0,0,0,0,0,0,0,0,0,0,0,0,0,0,0,0,0,0,0,0,0,0,0,0,0,0,0,0,0,0,0,0,0,0,0,0,0,0,0,0,0,0,0,0,0,0,0,0,0,0,0,0,0,0,0,0,0,0,0,0,0,0,0,0,0,0,0,0,0,0,0,0,0,0,0,0,0,0,0,0,0,0,0,0,0,0,0]
[12.333299999999999,0,0,0,0,0,0,0,0,0,0,0,0,0,0,0,0,0,0,0,0,0,0,0,0,0,0,0,0,0,0,0,0,0,0,0,0,0,0,0,0,0,0,0,0,0,0,0,0,0,0,0,0,0,0,0,0,0,0,0,0,0,0,0,0,0,0,0,0,0,0,0,0,0,0,0,0,0,0,0,0,0,0,0,0,0,0,0,0,0,0,0,0,0,0,0,0,0,0,0,0,0,0,0,0,0,0,0,0]
[12.416700000000001,0,0,0,0,0,0,0,0,0,0,0,0,0,0,0,0,0,0,0,0,0,0,0,0,0,0,0,0,0,0,0,0,0,0,0,0,0,0,0,0,0,0,0,0,0,0,0,0,0,0,0,0,0,0,0,0,0,0,0,0,0,0,0,0,0,0,0,0,0,0,0,0,0,0,0,0,0,0,0,0,0,0,0,0,0,0,0,0,0,0,0,0,0,0,0,0,0,0,0,0,0,0,0,0,0,0,0,0]
[12.5,0,0,0,0,0,0,0,0,0,0,0,0,0,0,0,0,0,0,0,0,0,0,0,0,0,0,0,0,0,0,0,0,0,0,0,0,0,0,0,0,0,0,0,0,0,0,0,0,0,0,0,0,0,0,0,0,0,0,0,0,0,0,0,0,0,0,0,0,0,0,0,0,0,0,0,0,0,0,0,0,0,0,0,0,0,0,0,0,0,0,0,0,0,0,0,0,0,0,0,0,0,0,0,0,0,0,0,0]
[12.583299999999999,0,0,0,0,0,0,0,0,0,0,0,0,0,0,0,0,0,0,0,0,0,0,0,0,0,0,0,0,0,0,0,0,0,0,0,0,0,0,0,0,0,0,0,0,0,0,0,0,0,0,0,0,0,0,0,0,0,0,0,0,0,0,0,0,0,0,0,0,0,0,0,0,0,0,0,0,0,0,0,0,0,0,0,0,0,0,0,0,0,0,0,0,0,0,0,0,0,0,0,0,0,0,0,0,0,0,0,0]
[12.666700000000001,0,0,0,0,0,0,0,0,0,0,0,0,0,0,0,0,0,0,0,0,0,0,0,0,0,0,0,0,0,0,0,0,0,0,0,0,0,0,0,0,0,0,0,0,0,0,0,0,0,0,0,0,0,0,0,0,0,0,0,0,0,0,0,0,0,0,0,0,0,0,0,0,0,0,0,0,0,0,0,0,0,0,0,0,0,0,0,0,0,0,0,0,0,0,0,0,0,0,0,0,0,0,0,0,0,0,0,0]
[12.75,0,0,0,0,0,0,0,0,0,0,0,0,0,0,0,0,0,0,0,0,0,0,0,0,0,0,0,0,0,0,0,0,0,0,0,0,0,0,0,0,0,0,0,0,0,0,0,0,0,0,0,0,0,0,0,0,0,0,0,0,0,0,0,0,0,0,0,0,0,0,0,0,0,0,0,0,0,0,0,0,0,0,0,0,0,0,0,0,0,0,0,0,0,0,0,0,0,0,0,0,0,0,0,0,0,0,0,0]
[12.833299999999999,0,0,0,0,0,0,0,0,0,0,0,0,0,0,0,0,0,0,0,0,0,0,0,0,0,0,0,0,0,0,0,0,0,0,0,0,0,0,0,0,0,0,0,0,0,0,0,0,0,0,0,0,0,0,0,0,0,0,0,0,0,0,0,0,0,0,0,0,0,0,0,0,0,0,0,0,0,0,0,0,0,0,0,0,0,0,0,0,0,0,0,0,0,0,0,0,0,0,0,0,0,0,0,0,0,0,0,0]
[12.916700000000001,0,0,0,0,0,0,0,0,0,0,0,0,0,0,0,0,0,0,0,0,0,0,0,0,0,0,0,0,0,0,0,0,0,0,0,0,0,0,0,0,0,0,0,0,0,0,0,0,0,0,0,0,0,0,0,0,0,0,0,0,0,0,0,0,0,0,0,0,0,0,0,0,0,0,0,0,0,0,0,0,0,0,0,0,0,0,0,0,0,0,0,0,0,0,0,0,0,0,0,0,0,0,0,0,0,0,0,0]
[13,0,0,0,0,0,0,0,0,0,0,0,0,0,0,0,0,0,0,0,0,0,0,0,0,0,0,0,0,0,0,0,0,0,0,0,0,0,0,0,0,0,0,0,0,0,0,0,0,0,0,0,0,0,0,0,0,0,0,0,0,0,0,0,0,0,0,0,0,0,0,0,0,0,0,0,0,0,0,0,0,0,0,0,0,0,0,0,0,0,0,0,0,0,0,0,0,0,0,0,0,0,0,0,0,0,0,0,0]
[13.083299999999999,0,0,0,0,0,0,0,0,0,0,0,0,0,0,0,0,0,0,0,0,0,0,0,0,0,0,0,0,0,0,0,0,0,0,0,0,0,0,0,0,0,0,0,0,0,0,0,0,0,0,0,0,0,0,0,0,0,0,0,0,0,0,0,0,0,0,0,0,0,0,0,0,0,0,0,0,0,0,0,0,0,0,0,0,0,0,0,0,0,0,0,0,0,0,0,0,0,0,0,0,0,0,0,0,0,0,0,0]
[13.166700000000001,0,0,0,0,0,0,0,0,0,0,0,0,0,0,0,0,0,0,0,0,0,0,0,0,0,0,0,0,0,0,0,0,0,0,0,0,0,0,0,0,0,0,0,0,0,0,0,0,0,0,0,0,0,0,0,0,0,0,0,0,0,0,0,0,0,0,0,0,0,0,0,0,0,0,0,0,0,0,0,0,0,0,0,0,0,0,0,0,0,0,0,0,0,0,0,0,0,0,0,0,0,0,0,0,0,0,0,0]
[13.25,0,0,0,0,0,0,0,0,0,0,0,0,0,0,0,0,0,0,0,0,0,0,0,0,0,0,0,0,0,0,0,0,0,0,0,0,0,0,0,0,0,0,0,0,0,0,0,0,0,0,0,0,0,0,0,0,0,0,0,0,0,0,0,0,0,0,0,0,0,0,0,0,0,0,0,0,0,0,0,0,0,0,0,0,0,0,0,0,0,0,0,0,0,0,0,0,0,0,0,0,0,0,0,0,0,0,0,0]
[13.333299999999999,0,0,0,0,0,0,0,0,0,0,0,0,0,0,0,0,0,0,0,0,0,0,0,0,0,0,0,0,0,0,0,0,0,0,0,0,0,0,0,0,0,0,0,0,0,0,0,0,0,0,0,0,0,0,0,0,0,0,0,0,0,0,0,0,0,0,0,0,0,0,0,0,0,0,0,0,0,0,0,0,0,0,0,0,0,0,0,0,0,0,0,0,0,0,0,0,0,0,0,0,0,0,0,0,0,0,0,0]
[13.416700000000001,0,0,0,0,0,0,0,0,0,0,0,0,0,0,0,0,0,0,0,0,0,0,0,0,0,0,0,0,0,0,0,0,0,0,0,0,0,0,0,0,0,0,0,0,0,0,0,0,0,0,0,0,0,0,0,0,0,0,0,0,0,0,0,0,0,0,0,0,0,0,0,0,0,0,0,0,0,0,0,0,0,0,0,0,0,0,0,0,0,0,0,0,0,0,0,0,0,0,0,0,0,0,0,0,0,0,0,0]
[13.5,0,0,0,0,0,0,0,0,0,0,0,0,0,0,0,0,0,0,0,0,0,0,0,0,0,0,0,0,0,0,0,0,0,0,0,0,0,0,0,0,0,0,0,0,0,0,0,0,0,0,0,0,0,0,0,0,0,0,0,0,0,0,0,0,0,0,0,0,0,0,0,0,0,0,0,0,0,0,0,0,0,0,0,0,0,0,0,0,0,0,0,0,0,0,0,0,0,0,0,0,0,0,0,0,0,0,0,0]
[13.583299999999999,0,0,0,0,0,0,0,0,0,0,0,0,0,0,0,0,0,0,0,0,0,0,0,0,0,0,0,0,0,0,0,0,0,0,0,0,0,0,0,0,0,0,0,0,0,0,0,0,0,0,0,0,0,0,0,0,0,0,0,0,0,0,0,0,0,0,0,0,0,0,0,0,0,0,0,0,0,0,0,0,0,0,0,0,0,0,0,0,0,0,0,0,0,0,0,0,0,0,0,0,0,0,0,0,0,0,0,0]
[13.666700000000001,0,0,0,0,0,0,0,0,0,0,0,0,0,0,0,0,0,0,0,0,0,0,0,0,0,0,0,0,0,0,0,0,0,0,0,0,0,0,0,0,0,0,0,0,0,0,0,0,0,0,0,0,0,0,0,0,0,0,0,0,0,0,0,0,0,0,0,0,0,0,0,0,0,0,0,0,0,0,0,0,0,0,0,0,0,0,0,0,0,0,0,0,0,0,0,0,0,0,0,0,0,0,0,0,0,0,0,0]
[13.75,0,0,0,0,0,0,0,0,0,0,0,0,0,0,0,0,0,0,0,0,0,0,0,0,0,0,0,0,0,0,0,0,0,0,0,0,0,0,0,0,0,0,0,0,0,0,0,0,0,0,0,0,0,0,0,0,0,0,0,0,0,0,0,0,0,0,0,0,0,0,0,0,0,0,0,0,0,0,0,0,0,0,0,0,0,0,0,0,0,0,0,0,0,0,0,0,0,0,0,0,0,0,0,0,0,0,0,0]
[13.833299999999999,0,0,0,0,0,0,0,0,0,0,0,0,0,0,0,0,0,0,0,0,0,0,0,0,0,0,0,0,0,0,0,0,0,0,0,0,0,0,0,0,0,0,0,0,0,0,0,0,0,0,0,0,0,0,0,0,0,0,0,0,0,0,0,0,0,0,0,0,0,0,0,0,0,0,0,0,0,0,0,0,0,0,0,0,0,0,0,0,0,0,0,0,0,0,0,0,0,0,0,0,0,0,0,0,0,0,0,0]
[13.916700000000001,0,0,0,0,0,0,0,0,0,0,0,0,0,0,0,0,0,0,0,0,0,0,0,0,0,0,0,0,0,0,0,0,0,0,0,0,0,0,0,0,0,0,0,0,0,0,0,0,0,0,0,0,0,0,0,0,0,0,0,0,0,0,0,0,0,0,0,0,0,0,0,0,0,0,0,0,0,0,0,0,0,0,0,0,0,0,0,0,0,0,0,0,0,0,0,0,0,0,0,0,0,0,0,0,0,0,0,0]
[14,0,0,0,0,0,0,0,0,0,0,0,0,0,0,0,0,0,0,0,0,0,0,0,0,0,0,0,0,0,0,0,0,0,0,0,0,0,0,0,0,0,0,0,0,0,0,0,0,0,0,0,0,0,0,0,0,0,0,0,0,0,0,0,0,0,0,0,0,0,0,0,0,0,0,0,0,0,0,0,0,0,0,0,0,0,0,0,0,0,0,0,0,0,0,0,0,0,0,0,0,0,0,0,0,0,0,0,0]
[14.083299999999999,0,0,0,0,0,0,0,0,0,0,0,0,0,0,0,0,0,0,0,0,0,0,0,0,0,0,0,0,0,0,0,0,0,0,0,0,0,0,0,0,0,0,0,0,0,0,0,0,0,0,0,0,0,0,0,0,0,0,0,0,0,0,0,0,0,0,0,0,0,0,0,0,0,0,0,0,0,0,0,0,0,0,0,0,0,0,0,0,0,0,0,0,0,0,0,0,0,0,0,0,0,0,0,0,0,0,0,0]
[14.166700000000001,0,0,0,0,0,0,0,0,0,0,0,0,0,0,0,0,0,0,0,0,0,0,0,0,0,0,0,0,0,0,0,0,0,0,0,0,0,0,0,0,0,0,0,0,0,0,0,0,0,0,0,0,0,0,0,0,0,0,0,0,0,0,0,0,0,0,0,0,0,0,0,0,0,0,0,0,0,0,0,0,0,0,0,0,0,0,0,0,0,0,0,0,0,0,0,0,0,0,0,0,0,0,0,0,0,0,0,0]
[14.25,0,0,0,0,0,0,0,0,0,0,0,0,0,0,0,0,0,0,0,0,0,0,0,0,0,0,0,0,0,0,0,0,0,0,0,0,0,0,0,0,0,0,0,0,0,0,0,0,0,0,0,0,0,0,0,0,0,0,0,0,0,0,0,0,0,0,0,0,0,0,0,0,0,0,0,0,0,0,0,0,0,0,0,0,0,0,0,0,0,0,0,0,0,0,0,0,0,0,0,0,0,0,0,0,0,0,0,0]
[14.333299999999999,0,0,0,0,0,0,0,0,0,0,0,0,0,0,0,0,0,0,0,0,0,0,0,0,0,0,0,0,0,0,0,0,0,0,0,0,0,0,0,0,0,0,0,0,0,0,0,0,0,0,0,0,0,0,0,0,0,0,0,0,0,0,0,0,0,0,0,0,0,0,0,0,0,0,0,0,0,0,0,0,0,0,0,0,0,0,0,0,0,0,0,0,0,0,0,0,0,0,0,0,0,0,0,0,0,0,0,0]
[14.416700000000001,0,0,0,0,0,0,0,0,0,0,0,0,0,0,0,0,0,0,0,0,0,0,0,0,0,0,0,0,0,0,0,0,0,0,0,0,0,0,0,0,0,0,0,0,0,0,0,0,0,0,0,0,0,0,0,0,0,0,0,0,0,0,0,0,0,0,0,0,0,0,0,0,0,0,0,0,0,0,0,0,0,0,0,0,0,0,0,0,0,0,0,0,0,0,0,0,0,0,0,0,0,0,0,0,0,0,0,0]
[14.5,0,0,0,0,0,0,0,0,0,0,0,0,0,0,0,0,0,0,0,0,0,0,0,0,0,0,0,0,0,0,0,0,0,0,0,0,0,0,0,0,0,0,0,0,0,0,0,0,0,0,0,0,0,0,0,0,0,0,0,0,0,0,0,0,0,0,0,0,0,0,0,0,0,0,0,0,0,0,0,0,0,0,0,0,0,0,0,0,0,0,0,0,0,0,0,0,0,0,0,0,0,0,0,0,0,0,0,0]
[14.583299999999999,0,0,0,0,0,0,0,0,0,0,0,0,0,0,0,0,0,0,0,0,0,0,0,0,0,0,0,0,0,0,0,0,0,0,0,0,0,0,0,0,0,0,0,0,0,0,0,0,0,0,0,0,0,0,0,0,0,0,0,0,0,0,0,0,0,0,0,0,0,0,0,0,0,0,0,0,0,0,0,0,0,0,0,0,0,0,0,0,0,0,0,0,0,0,0,0,0,0,0,0,0,0,0,0,0,0,0,0]
[14.666700000000001,0,0,0,0,0,0,0,0,0,0,0,0,0,0,0,0,0,0,0,0,0,0,0,0,0,0,0,0,0,0,0,0,0,0,0,0,0,0,0,0,0,0,0,0,0,0,0,0,0,0,0,0,0,0,0,0,0,0,0,0,0,0,0,0,0,0,0,0,0,0,0,0,0,0,0,0,0,0,0,0,0,0,0,0,0,0,0,0,0,0,0,0,0,0,0,0,0,0,0,0,0,0,0,0,0,0,0,0]
[14.75,0,0,0,0,0,0,0,0,0,0,0,0,0,0,0,0,0,0,0,0,0,0,0,0,0,0,0,0,0,0,0,0,0,0,0,0,0,0,0,0,0,0,0,0,0,0,0,0,0,0,0,0,0,0,0,0,0,0,0,0,0,0,0,0,0,0,0,0,0,0,0,0,0,0,0,0,0,0,0,0,0,0,0,0,0,0,0,0,0,0,0,0,0,0,0,0,0,0,0,0,0,0,0,0,0,0,0,0]
[14.833299999999999,0,0,0,0,0,0,0,0,0,0,0,0,0,0,0,0,0,0,0,0,0,0,0,0,0,0,0,0,0,0,0,0,0,0,0,0,0,0,0,0,0,0,0,0,0,0,0,0,0,0,0,0,0,0,0,0,0,0,0,0,0,0,0,0,0,0,0,0,0,0,0,0,0,0,0,0,0,0,0,0,0,0,0,0,0,0,0,0,0,0,0,0,0,0,0,0,0,0,0,0,0,0,0,0,0,0,0,0]
[14.916700000000001,0,0,0,0,0,0,0,0,0,0,0,0,0,0,0,0,0,0,0,0,0,0,0,0,0,0,0,0,0,0,0,0,0,0,0,0,0,0,0,0,0,0,0,0,0,0,0,0,0,0,0,0,0,0,0,0,0,0,0,0,0,0,0,0,0,0,0,0,0,0,0,0,0,0,0,0,0,0,0,0,0,0,0,0,0,0,0,0,0,0,0,0,0,0,0,0,0,0,0,0,0,0,0,0,0,0,0,0]
[15,0,0,0,0,0,0,0,0,0,0,0,0,0,0,0,0,0,0,0,0,0,0,0,0,0,0,0,0,0,0,0,0,0,0,0,0,0,0,0,0,0,0,0,0,0,0,0,0,0,0,0,0,0,0,0,0,0,0,0,0,0,0,0,0,0,0,0,0,0,0,0,0,0,0,0,0,0,0,0,0,0,0,0,0,0,0,0,0,0,0,0,0,0,0,0,0,0,0,0,0,0,0,0,0,0,0,0,0]
[15.083299999999999,0,0,0,0,0,0,0,0,0,0,0,0,0,0,0,0,0,0,0,0,0,0,0,0,0,0,0,0,0,0,0,0,0,0,0,0,0,0,0,0,0,0,0,0,0,0,0,0,0,0,0,0,0,0,0,0,0,0,0,0,0,0,0,0,0,0,0,0,0,0,0,0,0,0,0,0,0,0,0,0,0,0,0,0,0,0,0,0,0,0,0,0,0,0,0,0,0,0,0,0,0,0,0,0,0,0,0,0]
[15.166700000000001,0,0,0,0,0,0,0,0,0,0,0,0,0,0,0,0,0,0,0,0,0,0,0,0,0,0,0,0,0,0,0,0,0,0,0,0,0,0,0,0,0,0,0,0,0,0,0,0,0,0,0,0,0,0,0,0,0,0,0,0,0,0,0,0,0,0,0,0,0,0,0,0,0,0,0,0,0,0,0,0,0,0,0,0,0,0,0,0,0,0,0,0,0,0,0,0,0,0,0,0,0,0,0,0,0,0,0,0]
[15.25,0,0,0,0,0,0,0,0,0,0,0,0,0,0,0,0,0,0,0,0,0,0,0,0,0,0,0,0,0,0,0,0,0,0,0,0,0,0,0,0,0,0,0,0,0,0,0,0,0,0,0,0,0,0,0,0,0,0,0,0,0,0,0,0,0,0,0,0,0,0,0,0,0,0,0,0,0,0,0,0,0,0,0,0,0,0,0,0,0,0,0,0,0,0,0,0,0,0,0,0,0,0,0,0,0,0,0,0]
[15.333299999999999,0,0,0,0,0,0,0,0,0,0,0,0,0,0,0,0,0,0,0,0,0,0,0,0,0,0,0,0,0,0,0,0,0,0,0,0,0,0,0,0,0,0,0,0,0,0,0,0,0,0,0,0,0,0,0,0,0,0,0,0,0,0,0,0,0,0,0,0,0,0,0,0,0,0,0,0,0,0,0,0,0,0,0,0,0,0,0,0,0,0,0,0,0,0,0,0,0,0,0,0,0,0,0,0,0,0,0,0]
[15.416700000000001,0,0,0,0,0,0,0,0,0,0,0,0,0,0,0,0,0,0,0,0,0,0,0,0,0,0,0,0,0,0,0,0,0,0,0,0,0,0,0,0,0,0,0,0,0,0,0,0,0,0,0,0,0,0,0,0,0,0,0,0,0,0,0,0,0,0,0,0,0,0,0,0,0,0,0,0,0,0,0,0,0,0,0,0,0,0,0,0,0,0,0,0,0,0,0,0,0,0,0,0,0,0,0,0,0,0,0,0]
[15.5,0,0,0,0,0,0,0,0,0,0,0,0,0,0,0,0,0,0,0,0,0,0,0,0,0,0,0,0,0,0,0,0,0,0,0,0,0,0,0,0,0,0,0,0,0,0,0,0,0,0,0,0,0,0,0,0,0,0,0,0,0,0,0,0,0,0,0,0,0,0,0,0,0,0,0,0,0,0,0,0,0,0,0,0,0,0,0,0,0,0,0,0,0,0,0,0,0,0,0,0,0,0,0,0,0,0,0,0]
[15.583299999999999,0,0,0,0,0,0,0,0,0,0,0,0,0,0,0,0,0,0,0,0,0,0,0,0,0,0,0,0,0,0,0,0,0,0,0,0,0,0,0,0,0,0,0,0,0,0,0,0,0,0,0,0,0,0,0,0,0,0,0,0,0,0,0,0,0,0,0,0,0,0,0,0,0,0,0,0,0,0,0,0,0,0,0,0,0,0,0,0,0,0,0,0,0,0,0,0,0,0,0,0,0,0,0,0,0,0,0,0]
[15.666700000000001,0,0,0,0,0,0,0,0,0,0,0,0,0,0,0,0,0,0,0,0,0,0,0,0,0,0,0,0,0,0,0,0,0,0,0,0,0,0,0,0,0,0,0,0,0,0,0,0,0,0,0,0,0,0,0,0,0,0,0,0,0,0,0,0,0,0,0,0,0,0,0,0,0,0,0,0,0,0,0,0,0,0,0,0,0,0,0,0,0,0,0,0,0,0,0,0,0,0,0,0,0,0,0,0,0,0,0,0]
[15.75,0,0,0,0,0,0,0,0,0,0,0,0,0,0,0,0,0,0,0,0,0,0,0,0,0,0,0,0,0,0,0,0,0,0,0,0,0,0,0,0,0,0,0,0,0,0,0,0,0,0,0,0,0,0,0,0,0,0,0,0,0,0,0,0,0,0,0,0,0,0,0,0,0,0,0,0,0,0,0,0,0,0,0,0,0,0,0,0,0,0,0,0,0,0,0,0,0,0,0,0,0,0,0,0,0,0,0,0]
[15.833299999999999,0,0,0,0,0,0,0,0,0,0,0,0,0,0,0,0,0,0,0,0,0,0,0,0,0,0,0,0,0,0,0,0,0,0,0,0,0,0,0,0,0,0,0,0,0,0,0,0,0,0,0,0,0,0,0,0,0,0,0,0,0,0,0,0,0,0,0,0,0,0,0,0,0,0,0,0,0,0,0,0,0,0,0,0,0,0,0,0,0,0,0,0,0,0,0,0,0,0,0,0,0,0,0,0,0,0,0,0]
[15.916700000000001,0,0,0,0,0,0,0,0,0,0,0,0,0,0,0,0,0,0,0,0,0,0,0,0,0,0,0,0,0,0,0,0,0,0,0,0,0,0,0,0,0,0,0,0,0,0,0,0,0,0,0,0,0,0,0,0,0,0,0,0,0,0,0,0,0,0,0,0,0,0,0,0,0,0,0,0,0,0,0,0,0,0,0,0,0,0,0,0,0,0,0,0,0,0,0,0,0,0,0,0,0,0,0,0,0,0,0,0]
[16,0,0,0,0,0,0,0,0,0,0,0,0,0,0,0,0,0,0,0,0,0,0,0,0,0,0,0,0,0,0,0,0,0,0,0,0,0,0,0,0,0,0,0,0,0,0,0,0,0,0,0,0,0,0,0,0,0,0,0,0,0,0,0,0,0,0,0,0,0,0,0,0,0,0,0,0,0,0,0,0,0,0,0,0,0,0,0,0,0,0,0,0,0,0,0,0,0,0,0,0,0,0,0,0,0,0,0,0]
[16.083300000000001,0,0,0,0,0,0,0,0,0,0,0,0,0,0,0,0,0,0,0,0,0,0,0,0,0,0,0,0,0,0,0,0,0,0,0,0,0,0,0,0,0,0,0,0,0,0,0,0,0,0,0,0,0,0,0,0,0,0,0,0,0,0,0,0,0,0,0,0,0,0,0,0,0,0,0,0,0,0,0,0,0,0,0,0,0,0,0,0,0,0,0,0,0,0,0,0,0,0,0,0,0,0,0,0,0,0,0,0]
[16.166699999999999,0,0,0,0,0,0,0,0,0,0,0,0,0,0,0,0,0,0,0,0,0,0,0,0,0,0,0,0,0,0,0,0,0,0,0,0,0,0,0,0,0,0,0,0,0,0,0,0,0,0,0,0,0,0,0,0,0,0,0,0,0,0,0,0,0,0,0,0,0,0,0,0,0,0,0,0,0,0,0,0,0,0,0,0,0,0,0,0,0,0,0,0,0,0,0,0,0,0,0,0,0,0,0,0,0,0,0,0]
[16.25,0,0,0,0,0,0,0,0,0,0,0,0,0,0,0,0,0,0,0,0,0,0,0,0,0,0,0,0,0,0,0,0,0,0,0,0,0,0,0,0,0,0,0,0,0,0,0,0,0,0,0,0,0,0,0,0,0,0,0,0,0,0,0,0,0,0,0,0,0,0,0,0,0,0,0,0,0,0,0,0,0,0,0,0,0,0,0,0,0,0,0,0,0,0,0,0,0,0,0,0,0,0,0,0,0,0,0,0]
[16.333300000000001,0,0,0,0,0,0,0,0,0,0,0,0,0,0,0,0,0,0,0,0,0,0,0,0,0,0,0,0,0,0,0,0,0,0,0,0,0,0,0,0,0,0,0,0,0,0,0,0,0,0,0,0,0,0,0,0,0,0,0,0,0,0,0,0,0,0,0,0,0,0,0,0,0,0,0,0,0,0,0,0,0,0,0,0,0,0,0,0,0,0,0,0,0,0,0,0,0,0,0,0,0,0,0,0,0,0,0,0]
[16.416699999999999,0,0,0,0,0,0,0,0,0,0,0,0,0,0,0,0,0,0,0,0,0,0,0,0,0,0,0,0,0,0,0,0,0,0,0,0,0,0,0,0,0,0,0,0,0,0,0,0,0,0,0,0,0,0,0,0,0,0,0,0,0,0,0,0,0,0,0,0,0,0,0,0,0,0,0,0,0,0,0,0,0,0,0,0,0,0,0,0,0,0,0,0,0,0,0,0,0,0,0,0,0,0,0,0,0,0,0,0]
[16.5,0,0,0,0,0,0,0,0,0,0,0,0,0,0,0,0,0,0,0,0,0,0,0,0,0,0,0,0,0,0,0,0,0,0,0,0,0,0,0,0,0,0,0,0,0,0,0,0,0,0,0,0,0,0,0,0,0,0,0,0,0,0,0,0,0,0,0,0,0,0,0,0,0,0,0,0,0,0,0,0,0,0,0,0,0,0,0,0,0,0,0,0,0,0,0,0,0,0,0,0,0,0,0,0,0,0,0,0]
[16.583300000000001,0,0,0,0,0,0,0,0,0,0,0,0,0,0,0,0,0,0,0,0,0,0,0,0,0,0,0,0,0,0,0,0,0,0,0,0,0,0,0,0,0,0,0,0,0,0,0,0,0,0,0,0,0,0,0,0,0,0,0,0,0,0,0,0,0,0,0,0,0,0,0,0,0,0,0,0,0,0,0,0,0,0,0,0,0,0,0,0,0,0,0,0,0,0,0,0,0,0,0,0,0,0,0,0,0,0,0,0]
[16.666699999999999,0,0,0,0,0,0,0,0,0,0,0,0,0,0,0,0,0,0,0,0,0,0,0,0,0,0,0,0,0,0,0,0,0,0,0,0,0,0,0,0,0,0,0,0,0,0,0,0,0,0,0,0,0,0,0,0,0,0,0,0,0,0,0,0,0,0,0,0,0,0,0,0,0,0,0,0,0,0,0,0,0,0,0,0,0,0,0,0,0,0,0,0,0,0,0,0,0,0,0,0,0,0,0,0,0,0,0,0]
[16.75,0,0,0,0,0,0,0,0,0,0,0,0,0,0,0,0,0,0,0,0,0,0,0,0,0,0,0,0,0,0,0,0,0,0,0,0,0,0,0,0,0,0,0,0,0,0,0,0,0,0,0,0,0,0,0,0,0,0,0,0,0,0,0,0,0,0,0,0,0,0,0,0,0,0,0,0,0,0,0,0,0,0,0,0,0,0,0,0,0,0,0,0,0,0,0,0,0,0,0,0,0,0,0,0,0,0,0,0]
[16.833300000000001,0,0,0,0,0,0,0,0,0,0,0,0,0,0,0,0,0,0,0,0,0,0,0,0,0,0,0,0,0,0,0,0,0,0,0,0,0,0,0,0,0,0,0,0,0,0,0,0,0,0,0,0,0,0,0,0,0,0,0,0,0,0,0,0,0,0,0,0,0,0,0,0,0,0,0,0,0,0,0,0,0,0,0,0,0,0,0,0,0,0,0,0,0,0,0,0,0,0,0,0,0,0,0,0,0,0,0,0]
[16.916699999999999,0,0,0,0,0,0,0,0,0,0,0,0,0,0,0,0,0,0,0,0,0,0,0,0,0,0,0,0,0,0,0,0,0,0,0,0,0,0,0,0,0,0,0,0,0,0,0,0,0,0,0,0,0,0,0,0,0,0,0,0,0,0,0,0,0,0,0,0,0,0,0,0,0,0,0,0,0,0,0,0,0,0,0,0,0,0,0,0,0,0,0,0,0,0,0,0,0,0,0,0,0,0,0,0,0,0,0,0]
[17,0,0,0,0,0,0,0,0,0,0,0,0,0,0,0,0,0,0,0,0,0,0,0,0,0,0,0,0,0,0,0,0,0,0,0,0,0,0,0,0,0,0,0,0,0,0,0,0,0,0,0,0,0,0,0,0,0,0,0,0,0,0,0,0,0,0,0,0,0,0,0,0,0,0,0,0,0,0,0,0,0,0,0,0,0,0,0,0,0,0,0,0,0,0,0,0,0,0,0,0,0,0,0,0,0,0,0,0]
[17.083300000000001,0,0,0,0,0,0,0,0,0,0,0,0,0,0,0,0,0,0,0,0,0,0,0,0,0,0,0,0,0,0,0,0,0,0,0,0,0,0,0,0,0,0,0,0,0,0,0,0,0,0,0,0,0,0,0,0,0,0,0,0,0,0,0,0,0,0,0,0,0,0,0,0,0,0,0,0,0,0,0,0,0,0,0,0,0,0,0,0,0,0,0,0,0,0,0,0,0,0,0,0,0,0,0,0,0,0,0,0]
[17.166699999999999,0,0,0,0,0,0,0,0,0,0,0,0,0,0,0,0,0,0,0,0,0,0,0,0,0,0,0,0,0,0,0,0,0,0,0,0,0,0,0,0,0,0,0,0,0,0,0,0,0,0,0,0,0,0,0,0,0,0,0,0,0,0,0,0,0,0,0,0,0,0,0,0,0,0,0,0,0,0,0,0,0,0,0,0,0,0,0,0,0,0,0,0,0,0,0,0,0,0,0,0,0,0,0,0,0,0,0,0]
[17.25,0,0,0,0,0,0,0,0,0,0,0,0,0,0,0,0,0,0,0,0,0,0,0,0,0,0,0,0,0,0,0,0,0,0,0,0,0,0,0,0,0,0,0,0,0,0,0,0,0,0,0,0,0,0,0,0,0,0,0,0,0,0,0,0,0,0,0,0,0,0,0,0,0,0,0,0,0,0,0,0,0,0,0,0,0,0,0,0,0,0,0,0,0,0,0,0,0,0,0,0,0,0,0,0,0,0,0,0]
[17.333300000000001,0,0,0,0,0,0,0,0,0,0,0,0,0,0,0,0,0,0,0,0,0,0,0,0,0,0,0,0,0,0,0,0,0,0,0,0,0,0,0,0,0,0,0,0,0,0,0,0,0,0,0,0,0,0,0,0,0,0,0,0,0,0,0,0,0,0,0,0,0,0,0,0,0,0,0,0,0,0,0,0,0,0,0,0,0,0,0,0,0,0,0,0,0,0,0,0,0,0,0,0,0,0,0,0,0,0,0,0]
[17.416699999999999,0,0,0,0,0,0,0,0,0,0,0,0,0,0,0,0,0,0,0,0,0,0,0,0,0,0,0,0,0,0,0,0,0,0,0,0,0,0,0,0,0,0,0,0,0,0,0,0,0,0,0,0,0,0,0,0,0,0,0,0,0,0,0,0,0,0,0,0,0,0,0,0,0,0,0,0,0,0,0,0,0,0,0,0,0,0,0,0,0,0,0,0,0,0,0,0,0,0,0,0,0,0,0,0,0,0,0,0]
[17.5,0,0,0,0,0,0,0,0,0,0,0,0,0,0,0,0,0,0,0,0,0,0,0,0,0,0,0,0,0,0,0,0,0,0,0,0,0,0,0,0,0,0,0,0,0,0,0,0,0,0,0,0,0,0,0,0,0,0,0,0,0,0,0,0,0,0,0,0,0,0,0,0,0,0,0,0,0,0,0,0,0,0,0,0,0,0,0,0,0,0,0,0,0,0,0,0,0,0,0,0,0,0,0,0,0,0,0,0]
[17.583300000000001,0,0,0,0,0,0,0,0,0,0,0,0,0,0,0,0,0,0,0,0,0,0,0,0,0,0,0,0,0,0,0,0,0,0,0,0,0,0,0,0,0,0,0,0,0,0,0,0,0,0,0,0,0,0,0,0,0,0,0,0,0,0,0,0,0,0,0,0,0,0,0,0,0,0,0,0,0,0,0,0,0,0,0,0,0,0,0,0,0,0,0,0,0,0,0,0,0,0,0,0,0,0,0,0,0,0,0,0]
[17.666699999999999,0,0,0,0,0,0,0,0,0,0,0,0,0,0,0,0,0,0,0,0,0,0,0,0,0,0,0,0,0,0,0,0,0,0,0,0,0,0,0,0,0,0,0,0,0,0,0,0,0,0,0,0,0,0,0,0,0,0,0,0,0,0,0,0,0,0,0,0,0,0,0,0,0,0,0,0,0,0,0,0,0,0,0,0,0,0,0,0,0,0,0,0,0,0,0,0,0,0,0,0,0,0,0,0,0,0,0,0]
[17.75,0,0,0,0,0,0,0,0,0,0,0,0,0,0,0,0,0,0,0,0,0,0,0,0,0,0,0,0,0,0,0,0,0,0,0,0,0,0,0,0,0,0,0,0,0,0,0,0,0,0,0,0,0,0,0,0,0,0,0,0,0,0,0,0,0,0,0,0,0,0,0,0,0,0,0,0,0,0,0,0,0,0,0,0,0,0,0,0,0,0,0,0,0,0,0,0,0,0,0,0,0,0,0,0,0,0,0,0]
[17.833300000000001,0,0,0,0,0,0,0,0,0,0,0,0,0,0,0,0,0,0,0,0,0,0,0,0,0,0,0,0,0,0,0,0,0,0,0,0,0,0,0,0,0,0,0,0,0,0,0,0,0,0,0,0,0,0,0,0,0,0,0,0,0,0,0,0,0,0,0,0,0,0,0,0,0,0,0,0,0,0,0,0,0,0,0,0,0,0,0,0,0,0,0,0,0,0,0,0,0,0,0,0,0,0,0,0,0,0,0,0]
[17.916699999999999,0,0,0,0,0,0,0,0,0,0,0,0,0,0,0,0,0,0,0,0,0,0,0,0,0,0,0,0,0,0,0,0,0,0,0,0,0,0,0,0,0,0,0,0,0,0,0,0,0,0,0,0,0,0,0,0,0,0,0,0,0,0,0,0,0,0,0,0,0,0,0,0,0,0,0,0,0,0,0,0,0,0,0,0,0,0,0,0,0,0,0,0,0,0,0,0,0,0,0,0,0,0,0,0,0,0,0,0]
[18,0,0,0,0,0,0,0,0,0,0,0,0,0,0,0,0,0,0,0,0,0,0,0,0,0,0,0,0,0,0,0,0,0,0,0,0,0,0,0,0,0,0,0,0,0,0,0,0,0,0,0,0,0,0,0,0,0,0,0,0,0,0,0,0,0,0,0,0,0,0,0,0,0,0,0,0,0,0,0,0,0,0,0,0,0,0,0,0,0,0,0,0,0,0,0,0,0,0,0,0,0,0,0,0,0,0,0,0]
[18.083300000000001,0,0,0,0,0,0,0,0,0,0,0,0,0,0,0,0,0,0,0,0,0,0,0,0,0,0,0,0,0,0,0,0,0,0,0,0,0,0,0,0,0,0,0,0,0,0,0,0,0,0,0,0,0,0,0,0,0,0,0,0,0,0,0,0,0,0,0,0,0,0,0,0,0,0,0,0,0,0,0,0,0,0,0,0,0,0,0,0,0,0,0,0,0,0,0,0,0,0,0,0,0,0,0,0,0,0,0,0]
[18.166699999999999,0,0,0,0,0,0,0,0,0,0,0,0,0,0,0,0,0,0,0,0,0,0,0,0,0,0,0,0,0,0,0,0,0,0,0,0,0,0,0,0,0,0,0,0,0,0,0,0,0,0,0,0,0,0,0,0,0,0,0,0,0,0,0,0,0,0,0,0,0,0,0,0,0,0,0,0,0,0,0,0,0,0,0,0,0,0,0,0,0,0,0,0,0,0,0,0,0,0,0,0,0,0,0,0,0,0,0,0]
[18.25,0,0,0,0,0,0,0,0,0,0,0,0,0,0,0,0,0,0,0,0,0,0,0,0,0,0,0,0,0,0,0,0,0,0,0,0,0,0,0,0,0,0,0,0,0,0,0,0,0,0,0,0,0,0,0,0,0,0,0,0,0,0,0,0,0,0,0,0,0,0,0,0,0,0,0,0,0,0,0,0,0,0,0,0,0,0,0,0,0,0,0,0,0,0,0,0,0,0,0,0,0,0,0,0,0,0,0,0]
[18.333300000000001,0,0,0,0,0,0,0,0,0,0,0,0,0,0,0,0,0,0,0,0,0,0,0,0,0,0,0,0,0,0,0,0,0,0,0,0,0,0,0,0,0,0,0,0,0,0,0,0,0,0,0,0,0,0,0,0,0,0,0,0,0,0,0,0,0,0,0,0,0,0,0,0,0,0,0,0,0,0,0,0,0,0,0,0,0,0,0,0,0,0,0,0,0,0,0,0,0,0,0,0,0,0,0,0,0,0,0,0]
[18.416699999999999,0,0,0,0,0,0,0,0,0,0,0,0,0,0,0,0,0,0,0,0,0,0,0,0,0,0,0,0,0,0,0,0,0,0,0,0,0,0,0,0,0,0,0,0,0,0,0,0,0,0,0,0,0,0,0,0,0,0,0,0,0,0,0,0,0,0,0,0,0,0,0,0,0,0,0,0,0,0,0,0,0,0,0,0,0,0,0,0,0,0,0,0,0,0,0,0,0,0,0,0,0,0,0,0,0,0,0,0]
[18.5,0,0,0,0,0,0,0,0,0,0,0,0,0,0,0,0,0,0,0,0,0,0,0,0,0,0,0,0,0,0,0,0,0,0,0,0,0,0,0,0,0,0,0,0,0,0,0,0,0,0,0,0,0,0,0,0,0,0,0,0,0,0,0,0,0,0,0,0,0,0,0,0,0,0,0,0,0,0,0,0,0,0,0,0,0,0,0,0,0,0,0,0,0,0,0,0,0,0,0,0,0,0,0,0,0,0,0,0]
[18.583300000000001,0,0,0,0,0,0,0,0,0,0,0,0,0,0,0,0,0,0,0,0,0,0,0,0,0,0,0,0,0,0,0,0,0,0,0,0,0,0,0,0,0,0,0,0,0,0,0,0,0,0,0,0,0,0,0,0,0,0,0,0,0,0,0,0,0,0,0,0,0,0,0,0,0,0,0,0,0,0,0,0,0,0,0,0,0,0,0,0,0,0,0,0,0,0,0,0,0,0,0,0,0,0,0,0,0,0,0,0]
[18.666699999999999,0,0,0,0,0,0,0,0,0,0,0,0,0,0,0,0,0,0,0,0,0,0,0,0,0,0,0,0,0,0,0,0,0,0,0,0,0,0,0,0,0,0,0,0,0,0,0,0,0,0,0,0,0,0,0,0,0,0,0,0,0,0,0,0,0,0,0,0,0,0,0,0,0,0,0,0,0,0,0,0,0,0,0,0,0,0,0,0,0,0,0,0,0,0,0,0,0,0,0,0,0,0,0,0,0,0,0,0]
[18.75,0,0,0,0,0,0,0,0,0,0,0,0,0,0,0,0,0,0,0,0,0,0,0,0,0,0,0,0,0,0,0,0,0,0,0,0,0,0,0,0,0,0,0,0,0,0,0,0,0,0,0,0,0,0,0,0,0,0,0,0,0,0,0,0,0,0,0,0,0,0,0,0,0,0,0,0,0,0,0,0,0,0,0,0,0,0,0,0,0,0,0,0,0,0,0,0,0,0,0,0,0,0,0,0,0,0,0,0]
[18.833300000000001,0,0,0,0,0,0,0,0,0,0,0,0,0,0,0,0,0,0,0,0,0,0,0,0,0,0,0,0,0,0,0,0,0,0,0,0,0,0,0,0,0,0,0,0,0,0,0,0,0,0,0,0,0,0,0,0,0,0,0,0,0,0,0,0,0,0,0,0,0,0,0,0,0,0,0,0,0,0,0,0,0,0,0,0,0,0,0,0,0,0,0,0,0,0,0,0,0,0,0,0,0,0,0,0,0,0,0,0]
[18.916699999999999,0,0,0,0,0,0,0,0,0,0,0,0,0,0,0,0,0,0,0,0,0,0,0,0,0,0,0,0,0,0,0,0,0,0,0,0,0,0,0,0,0,0,0,0,0,0,0,0,0,0,0,0,0,0,0,0,0,0,0,0,0,0,0,0,0,0,0,0,0,0,0,0,0,0,0,0,0,0,0,0,0,0,0,0,0,0,0,0,0,0,0,0,0,0,0,0,0,0,0,0,0,0,0,0,0,0,0,0]
[19,0,0,0,0,0,0,0,0,0,0,0,0,0,0,0,0,0,0,0,0,0,0,0,0,0,0,0,0,0,0,0,0,0,0,0,0,0,0,0,0,0,0,0,0,0,0,0,0,0,0,0,0,0,0,0,0,0,0,0,0,0,0,0,0,0,0,0,0,0,0,0,0,0,0,0,0,0,0,0,0,0,0,0,0,0,0,0,0,0,0,0,0,0,0,0,0,0,0,0,0,0,0,0,0,0,0,0,0]
[19.083300000000001,0,0,0,0,0,0,0,0,0,0,0,0,0,0,0,0,0,0,0,0,0,0,0,0,0,0,0,0,0,0,0,0,0,0,0,0,0,0,0,0,0,0,0,0,0,0,0,0,0,0,0,0,0,0,0,0,0,0,0,0,0,0,0,0,0,0,0,0,0,0,0,0,0,0,0,0,0,0,0,0,0,0,0,0,0,0,0,0,0,0,0,0,0,0,0,0,0,0,0,0,0,0,0,0,0,0,0,0]
[19.166699999999999,0,0,0,0,0,0,0,0,0,0,0,0,0,0,0,0,0,0,0,0,0,0,0,0,0,0,0,0,0,0,0,0,0,0,0,0,0,0,0,0,0,0,0,0,0,0,0,0,0,0,0,0,0,0,0,0,0,0,0,0,0,0,0,0,0,0,0,0,0,0,0,0,0,0,0,0,0,0,0,0,0,0,0,0,0,0,0,0,0,0,0,0,0,0,0,0,0,0,0,0,0,0,0,0,0,0,0,0]
[19.25,0,0,0,0,0,0,0,0,0,0,0,0,0,0,0,0,0,0,0,0,0,0,0,0,0,0,0,0,0,0,0,0,0,0,0,0,0,0,0,0,0,0,0,0,0,0,0,0,0,0,0,0,0,0,0,0,0,0,0,0,0,0,0,0,0,0,0,0,0,0,0,0,0,0,0,0,0,0,0,0,0,0,0,0,0,0,0,0,0,0,0,0,0,0,0,0,0,0,0,0,0,0,0,0,0,0,0,0]
[19.333300000000001,0,0,0,0,0,0,0,0,0,0,0,0,0,0,0,0,0,0,0,0,0,0,0,0,0,0,0,0,0,0,0,0,0,0,0,0,0,0,0,0,0,0,0,0,0,0,0,0,0,0,0,0,0,0,0,0,0,0,0,0,0,0,0,0,0,0,0,0,0,0,0,0,0,0,0,0,0,0,0,0,0,0,0,0,0,0,0,0,0,0,0,0,0,0,0,0,0,0,0,0,0,0,0,0,0,0,0,0]
[19.416699999999999,0,0,0,0,0,0,0,0,0,0,0,0,0,0,0,0,0,0,0,0,0,0,0,0,0,0,0,0,0,0,0,0,0,0,0,0,0,0,0,0,0,0,0,0,0,0,0,0,0,0,0,0,0,0,0,0,0,0,0,0,0,0,0,0,0,0,0,0,0,0,0,0,0,0,0,0,0,0,0,0,0,0,0,0,0,0,0,0,0,0,0,0,0,0,0,0,0,0,0,0,0,0,0,0,0,0,0,0]
[19.5,0,0,0,0,0,0,0,0,0,0,0,0,0,0,0,0,0,0,0,0,0,0,0,0,0,0,0,0,0,0,0,0,0,0,0,0,0,0,0,0,0,0,0,0,0,0,0,0,0,0,0,0,0,0,0,0,0,0,0,0,0,0,0,0,0,0,0,0,0,0,0,0,0,0,0,0,0,0,0,0,0,0,0,0,0,0,0,0,0,0,0,0,0,0,0,0,0,0,0,0,0,0,0,0,0,0,0,0]
[19.583300000000001,0,0,0,0,0,0,0,0,0,0,0,0,0,0,0,0,0,0,0,0,0,0,0,0,0,0,0,0,0,0,0,0,0,0,0,0,0,0,0,0,0,0,0,0,0,0,0,0,0,0,0,0,0,0,0,0,0,0,0,0,0,0,0,0,0,0,0,0,0,0,0,0,0,0,0,0,0,0,0,0,0,0,0,0,0,0,0,0,0,0,0,0,0,0,0,0,0,0,0,0,0,0,0,0,0,0,0,0]
[19.666699999999999,0,0,0,0,0,0,0,0,0,0,0,0,0,0,0,0,0,0,0,0,0,0,0,0,0,0,0,0,0,0,0,0,0,0,0,0,0,0,0,0,0,0,0,0,0,0,0,0,0,0,0,0,0,0,0,0,0,0,0,0,0,0,0,0,0,0,0,0,0,0,0,0,0,0,0,0,0,0,0,0,0,0,0,0,0,0,0,0,0,0,0,0,0,0,0,0,0,0,0,0,0,0,0,0,0,0,0,0]
[19.75,0,0,0,0,0,0,0,0,0,0,0,0,0,0,0,0,0,0,0,0,0,0,0,0,0,0,0,0,0,0,0,0,0,0,0,0,0,0,0,0,0,0,0,0,0,0,0,0,0,0,0,0,0,0,0,0,0,0,0,0,0,0,0,0,0,0,0,0,0,0,0,0,0,0,0,0,0,0,0,0,0,0,0,0,0,0,0,0,0,0,0,0,0,0,0,0,0,0,0,0,0,0,0,0,0,0,0,0]
[19.833300000000001,0,0,0,0,0,0,0,0,0,0,0,0,0,0,0,0,0,0,0,0,0,0,0,0,0,0,0,0,0,0,0,0,0,0,0,0,0,0,0,0,0,0,0,0,0,0,0,0,0,0,0,0,0,0,0,0,0,0,0,0,0,0,0,0,0,0,0,0,0,0,0,0,0,0,0,0,0,0,0,0,0,0,0,0,0,0,0,0,0,0,0,0,0,0,0,0,0,0,0,0,0,0,0,0,0,0,0,0]
[19.916699999999999,0,0,0,0,0,0,0,0,0,0,0,0,0,0,0,0,0,0,0,0,0,0,0,0,0,0,0,0,0,0,0,0,0,0,0,0,0,0,0,0,0,0,0,0,0,0,0,0,0,0,0,0,0,0,0,0,0,0,0,0,0,0,0,0,0,0,0,0,0,0,0,0,0,0,0,0,0,0,0,0,0,0,0,0,0,0,0,0,0,0,0,0,0,0,0,0,0,0,0,0,0,0,0,0,0,0,0,0]
[20,0,0,0,0,0,0,0,0,0,0,0,0,0,0,0,0,0,0,0,0,0,0,0,0,0,0,0,0,0,0,0,0,0,0,0,0,0,0,0,0,0,0,0,0,0,0,0,0,0,0,0,0,0,0,0,0,0,0,0,0,0,0,0,0,0,0,0,0,0,0,0,0,0,0,0,0,0,0,0,0,0,0,0,0,0,0,0,0,0,0,0,0,0,0,0,0,0,0,0,0,0,0,0,0,0,0,0,0]
[20.166699999999999,0,0,0,0,0,0,0,0,0,0,0,0,0,0,0,0,0,0,0,0,0,0,0,0,0,0,0,0,0,0,0,0,0,0,0,0,0,0,0,0,0,0,0,0,0,0,0,0,0,0,0,0,0,0,0,0,0,0,0,0,0,0,0,0,0,0,0,0,0,0,0,0,0,0,0,0,0,0,0,0,0,0,0,0,0,0,0,0,0,0,0,0,0,0,0,0,0,0,0,0,0,0,0,0,0,0,0,0]
[20.916699999999999,0,0,0,0,0,0,0,0,0,0,0,0,0,0,0,0,0,0,0,0,0,0,0,0,0,0,0,0,0,0,0,0,0,0,0,0,0,0,0,0,0,0,0,0,0,0,0,0,0,0,0,0,0,0,0,0,0,0,0,0,0,0,0,0,0,0,0,0,0,0,0,0,0,0,0,0,0,0,0,0,0,0,0,0,0,0,0,0,0,0,0,0,0,0,0,0,0,0,0,0,0,0,0,0,0,0,0,0]
[22,0,0,0,0,0,0,0,0,0,0,0,0,0,0,0,0,0,0,0,0,0,0,0,0,0,0,0,0,0,0,0,0,0,0,0,0,0,0,0,0,0,0,0,0,0,0,0,0,0,0,0,0,0,0,0,0,0,0,0,0,0,0,0,0,0,0,0,0,0,0,0,0,0,0,0,0,0,0,0,0,0,0,0,0,0,0,0,0,0,0,0,0,0,0,0,0,0,0,0,0,0,0,0,0,0,0,0,0]
[22.5,0,0,0,0,0,0,0,0,0,0,0,0,0,0,0,0,0,0,0,0,0,0,0,0,0,0,0,0,0,0,0,0,0,0,0,0,0,0,0,0,0,0,0,0,0,0,0,0,0,0,0,0,0,0,0,0,0,0,0,0,0,0,0,0,0,0,0,0,0,0,0,0,0,0,0,0,0,0,0,0,0,0,0,0,0,0,0,0,0,0,0,0,0,0,0,0,0,0,0,0,0,0,0,0,0,0,0,0]
[23.25,0,0,0,0,0,0,0,0,0,0,0,0,0,0,0,0,0,0,0,0,0,0,0,0,0,0,0,0,0,0,0,0,0,0,0,0,0,0,0,0,0,0,0,0,0,0,0,0,0,0,0,0,0,0,0,0,0,0,0,0,0,0,0,0,0,0,0,0,0,0,0,0,0,0,0,0,0,0,0,0,0,0,0,0,0,0,0,0,0,0,0,0,0,0,0,0,0,0,0,0,0,0,0,0,0,0,0,0]
[23.666699999999999,0,0,0,0,0,0,0,0,0,0,0,0,0,0,0,0,0,0,0,0,0,0,0,0,0,0,0,0,0,0,0,0,0,0,0,0,0,0,0,0,0,0,0,0,0,0,0,0,0,0,0,0,0,0,0,0,0,0,0,0,0,0,0,0,0,0,0,0,0,0,0,0,0,0,0,0,0,0,0,0,0,0,0,0,0,0,0,0,0,0,0,0,0,0,0,0,0,0,0,0,0,0,0,0,0,0,0,0]
[24.833300000000001,0,0,0,0,0,0,0,0,0,0,0,0,0,0,0,0,0,0,0,0,0,0,0,0,0,0,0,0,0,0,0,0,0,0,0,0,0,0,0,0,0,0,0,0,0,0,0,0,0,0,0,0,0,0,0,0,0,0,0,0,0,0,0,0,0,0,0,0,0,0,0,0,0,0,0,0,0,0,0,0,0,0,0,0,0,0,0,0,0,0,0,0,0,0,0,0,0,0,0,0,0,0,0,0,0,0,0,0]
[25.166699999999999,0,0,0,0,0,0,0,0,0,0,0,0,0,0,0,0,0,0,0,0,0,0,0,0,0,0,0,0,0,0,0,0,0,0,0,0,0,0,0,0,0,0,0,0,0,0,0,0,0,0,0,0,0,0,0,0,0,0,0,0,0,0,0,0,0,0,0,0,0,0,0,0,0,0,0,0,0,0,0,0,0,0,0,0,0,0,0,0,0,0,0,0,0,0,0,0,0,0,0,0,0,0,0,0,0,0,0,0]
[25.75,0,0,0,0,0,0,0,0,0,0,0,0,0,0,0,0,0,0,0,0,0,0,0,0,0,0,0,0,0,0,0,0,0,0,0,0,0,0,0,0,0,0,0,0,0,0,0,0,0,0,0,0,0,0,0,0,0,0,0,0,0,0,0,0,0,0,0,0,0,0,0,0,0,0,0,0,0,0,0,0,0,0,0,0,0,0,0,0,0,0,0,0,0,0,0,0,0,0,0,0,0,0,0,0,0,0,0,0]
[26.5,0,0,0,0,0,0,0,0,0,0,0,0,0,0,0,0,0,0,0,0,0,0,0,0,0,0,0,0,0,0,0,0,0,0,0,0,0,0,0,0,0,0,0,0,0,0,0,0,0,0,0,0,0,0,0,0,0,0,0,0,0,0,0,0,0,0,0,0,0,0,0,0,0,0,0,0,0,0,0,0,0,0,0,0,0,0,0,0,0,0,0,0,0,0,0,0,0,0,0,0,0,0,0,0,0,0,0,0]
[27.583300000000001,0,0,0,0,0,0,0,0,0,0,0,0,0,0,0,0,0,0,0,0,0,0,0,0,0,0,0,0,0,0,0,0,0,0,0,0,0,0,0,0,0,0,0,0,0,0,0,0,0,0,0,0,0,0,0,0,0,0,0,0,0,0,0,0,0,0,0,0,0,0,0,0,0,0,0,0,0,0,0,0,0,0,0,0,0,0,0,0,0,0,0,0,0,0,0,0,0,0,0,0,0,0,0,0,0,0,0,0]
[28.083300000000001,0,0,0,0,0,0,0,0,0,0,0,0,0,0,0,0,0,0,0,0,0,0,0,0,0,0,0,0,0,0,0,0,0,0,0,0,0,0,0,0,0,0,0,0,0,0,0,0,0,0,0,0,0,0,0,0,0,0,0,0,0,0,0,0,0,0,0,0,0,0,0,0,0,0,0,0,0,0,0,0,0,0,0,0,0,0,0,0,0,0,0,0,0,0,0,0,0,0,0,0,0,0,0,0,0,0,0,0]
[29.083300000000001,0,0,0,0,0,0,0,0,0,0,0,0,0,0,0,0,0,0,0,0,0,0,0,0,0,0,0,0,0,0,0,0,0,0,0,0,0,0,0,0,0,0,0,0,0,0,0,0,0,0,0,0,0,0,0,0,0,0,0,0,0,0,0,0,0,0,0,0,0,0,0,0,0,0,0,0,0,0,0,0,0,0,0,0,0,0,0,0,0,0,0,0,0,0,0,0,0,0,0,0,0,0,0,0,0,0,0,0]
[29.666699999999999,0,0,0,0,0,0,0,0,0,0,0,0,0,0,0,0,0,0,0,0,0,0,0,0,0,0,0,0,0,0,0,0,0,0,0,0,0,0,0,0,0,0,0,0,0,0,0,0,0,0,0,0,0,0,0,0,0,0,0,0,0,0,0,0,0,0,0,0,0,0,0,0,0,0,0,0,0,0,0,0,0,0,0,0,0,0,0,0,0,0,0,0,0,0,0,0,0,0,0,0,0,0,0,0,0,0,0,0]
[30.416699999999999,0,0,0,0,0,0,0,0,0,0,0,0,0,0,0,0,0,0,0,0,0,0,0,0,0,0,0,0,0,0,0,0,0,0,0,0,0,0,0,0,0,0,0,0,0,0,0,0,0,0,0,0,0,0,0,0,0,0,0,0,0,0,0,0,0,0,0,0,0,0,0,0,0,0,0,0,0,0,0,0,0,0,0,0,0,0,0,0,0,0,0,0,0,0,0,0,0,0,0,0,0,0,0,0,0,0,0,0]
[30.75,0,0,0,0,0,0,0,0,0,0,0,0,0,0,0,0,0,0,0,0,0,0,0,0,0,0,0,0,0,0,0,0,0,0,0,0,0,0,0,0,0,0,0,0,0,0,0,0,0,0,0,0,0,0,0,0,0,0,0,0,0,0,0,0,0,0,0,0,0,0,0,0,0,0,0,0,0,0,0,0,0,0,0,0,0,0,0,0,0,0,0,0,0,0,0,0,0,0,0,0,0,0,0,0,0,0,0,0]
[31.333300000000001,0,0,0,0,0,0,0,0,0,0,0,0,0,0,0,0,0,0,0,0,0,0,0,0,0,0,0,0,0,0,0,0,0,0,0,0,0,0,0,0,0,0,0,0,0,0,0,0,0,0,0,0,0,0,0,0,0,0,0,0,0,0,0,0,0,0,0,0,0,0,0,0,0,0,0,0,0,0,0,0,0,0,0,0,0,0,0,0,0,0,0,0,0,0,0,0,0,0,0,0,0,0,0,0,0,0,0,0]
[32.25,0,0,0,0,0,0,0,0,0,0,0,0,0,0,0,0,0,0,0,0,0,0,0,0,0,0,0,0,0,0,0,0,0,0,0,0,0,0,0,0,0,0,0,0,0,0,0,0,0,0,0,0,0,0,0,0,0,0,0,0,0,0,0,0,0,0,0,0,0,0,0,0,0,0,0,0,0,0,0,0,0,0,0,0,0,0,0,0,0,0,0,0,0,0,0,0,0,0,0,0,0,0,0,0,0,0,0,0]
[32.916699999999999,0,0,0,0,0,0,0,0,0,0,0,0,0,0,0,0,0,0,0,0,0,0,0,0,0,0,0,0,0,0,0,0,0,0,0,0,0,0,0,0,0,0,0,0,0,0,0,0,0,0,0,0,0,0,0,0,0,0,0,0,0,0,0,0,0,0,0,0,0,0,0,0,0,0,0,0,0,0,0,0,0,0,0,0,0,0,0,0,0,0,0,0,0,0,0,0,0,0,0,0,0,0,0,0,0,0,0,0]
[33.666699999999999,0,0,0,0,0,0,0,0,0,0,0,0,0,0,0,0,0,0,0,0,0,0,0,0,0,0,0,0,0,0,0,0,0,0,0,0,0,0,0,0,0,0,0,0,0,0,0,0,0,0,0,0,0,0,0,0,0,0,0,0,0,0,0,0,0,0,0,0,0,0,0,0,0,0,0,0,0,0,0,0,0,0,0,0,0,0,0,0,0,0,0,0,0,0,0,0,0,0,0,0,0,0,0,0,0,0,0,0]
[34.666699999999999,0,0,0,0,0,0,0,0,0,0,0,0,0,0,0,0,0,0,0,0,0,0,0,0,0,0,0,0,0,0,0,0,0,0,0,0,0,0,0,0,0,0,0,0,0,0,0,0,0,0,0,0,0,0,0,0,0,0,0,0,0,0,0,0,0,0,0,0,0,0,0,0,0,0,0,0,0,0,0,0,0,0,0,0,0,0,0,0,0,0,0,0,0,0,0,0,0,0,0,0,0,0,0,0,0,0,0,0]
[35.25,0,0,0,0,0,0,0,0,0,0,0,0,0,0,0,0,0,0,0,0,0,0,0,0,0,0,0,0,0,0,0,0,0,0,0,0,0,0,0,0,0,0,0,0,0,0,0,0,0,0,0,0,0,0,0,0,0,0,0,0,0,0,0,0,0,0,0,0,0,0,0,0,0,0,0,0,0,0,0,0,0,0,0,0,0,0,0,0,0,0,0,0,0,0,0,0,0,0,0,0,0,0,0,0,0,0,0,0]
[35.416699999999999,0,0,0,0,0,0,0,0,0,0,0,0,0,0,0,0,0,0,0,0,0,0,0,0,0,0,0,0,0,0,0,0,0,0,0,0,0,0,0,0,0,0,0,0,0,0,0,0,0,0,0,0,0,0,0,0,0,0,0,0,0,0,0,0,0,0,0,0,0,0,0,0,0,0,0,0,0,0,0,0,0,0,0,0,0,0,0,0,0,0,0,0,0,0,0,0,0,0,0,0,0,0,0,0,0,0,0,0]
[36.166699999999999,0,0,0,0,0,0,0,0,0,0,0,0,0,0,0,0,0,0,0,0,0,0,0,0,0,0,0,0,0,0,0,0,0,0,0,0,0,0,0,0,0,0,0,0,0,0,0,0,0,0,0,0,0,0,0,0,0,0,0,0,0,0,0,0,0,0,0,0,0,0,0,0,0,0,0,0,0,0,0,0,0,0,0,0,0,0,0,0,0,0,0,0,0,0,0,0,0,0,0,0,0,0,0,0,0,0,0,0]
[36.916699999999999,0,0,0,0,0,0,0,0,0,0,0,0,0,0,0,0,0,0,0,0,0,0,0,0,0,0,0,0,0,0,0,0,0,0,0,0,0,0,0,0,0,0,0,0,0,0,0,0,0,0,0,0,0,0,0,0,0,0,0,0,0,0,0,0,0,0,0,0,0,0,0,0,0,0,0,0,0,0,0,0,0,0,0,0,0,0,0,0,0,0,0,0,0,0,0,0,0,0,0,0,0,0,0,0,0,0,0,0]
[37.833300000000001,0,0,0,0,0,0,0,0,0,0,0,0,0,0,0,0,0,0,0,0,0,0,0,0,0,0,0,0,0,0,0,0,0,0,0,0,0,0,0,0,0,0,0,0,0,0,0,0,0,0,0,0,0,0,0,0,0,0,0,0,0,0,0,0,0,0,0,0,0,0,0,0,0,0,0,0,0,0,0,0,0,0,0,0,0,0,0,0,0,0,0,0,0,0,0,0,0,0,0,0,0,0,0,0,0,0,0,0]
[38.5,0,0,0,0,0,0,0,0,0,0,0,0,0,0,0,0,0,0,0,0,0,0,0,0,0,0,0,0,0,0,0,0,0,0,0,0,0,0,0,0,0,0,0,0,0,0,0,0,0,0,0,0,0,0,0,0,0,0,0,0,0,0,0,0,0,0,0,0,0,0,0,0,0,0,0,0,0,0,0,0,0,0,0,0,0,0,0,0,0,0,0,0,0,0,0,0,0,0,0,0,0,0,0,0,0,0,0,0]
[39.25,0,0,0,0,0,0,0,0,0,0,0,0,0,0,0,0,0,0,0,0,0,0,0,0,0,0,0,0,0,0,0,0,0,0,0,0,0,0,0,0,0,0,0,0,0,0,0,0,0,0,0,0,0,0,0,0,0,0,0,0,0,0,0,0,0,0,0,0,0,0,0,0,0,0,0,0,0,0,0,0,0,0,0,0,0,0,0,0,0,0,0,0,0,0,0,0,0,0,0,0,0,0,0,0,0,0,0,0]
[40.25,0,0,0,0,0,0,0,0,0,0,0,0,0,0,0,0,0,0,0,0,0,0,0,0,0,0,0,0,0,0,0,0,0,0,0,0,0,0,0,0,0,0,0,0,0,0,0,0,0,0,0,0,0,0,0,0,0,0,0,0,0,0,0,0,0,0,0,0,0,0,0,0,0,0,0,0,0,0,0,0,0,0,0,0,0,0,0,0,0,0,0,0,0,0,0,0,0,0,0,0,0,0,0,0,0,0,0,0]
[40.833300000000001,0,0,0,0,0,0,0,0,0,0,0,0,0,0,0,0,0,0,0,0,0,0,0,0,0,0,0,0,0,0,0,0,0,0,0,0,0,0,0,0,0,0,0,0,0,0,0,0,0,0,0,0,0,0,0,0,0,0,0,0,0,0,0,0,0,0,0,0,0,0,0,0,0,0,0,0,0,0,0,0,0,0,0,0,0,0,0,0,0,0,0,0,0,0,0,0,0,0,0,0,0,0,0,0,0,0,0,0]
[41,0,0,0,0,0,0,0,0,0,0,0,0,0,0,0,0,0,0,0,0,0,0,0,0,0,0,0,0,0,0,0,0,0,0,0,0,0,0,0,0,0,0,0,0,0,0,0,0,0,0,0,0,0,0,0,0,0,0,0,0,0,0,0,0,0,0,0,0,0,0,0,0,0,0,0,0,0,0,0,0,0,0,0,0,0,0,0,0,0,0,0,0,0,0,0,0,0,0,0,0,0,0,0,0,0,0,0,0]
[41.75,0,0,0,0,0,0,0,0,0,0,0,0,0,0,0,0,0,0,0,0,0,0,0,0,0,0,0,0,0,0,0,0,0,0,0,0,0,0,0,0,0,0,0,0,0,0,0,0,0,0,0,0,0,0,0,0,0,0,0,0,0,0,0,0,0,0,0,0,0,0,0,0,0,0,0,0,0,0,0,0,0,0,0,0,0,0,0,0,0,0,0,0,0,0,0,0,0,0,0,0,0,0,0,0,0,0,0,0]
[42.5,0,0,0,0,0,0,0,0,0,0,0,0,0,0,0,0,0,0,0,0,0,0,0,0,0,0,0,0,0,0,0,0,0,0,0,0,0,0,0,0,0,0,0,0,0,0,0,0,0,0,0,0,0,0,0,0,0,0,0,0,0,0,0,0,0,0,0,0,0,0,0,0,0,0,0,0,0,0,0,0,0,0,0,0,0,0,0,0,0,0,0,0,0,0,0,0,0,0,0,0,0,0,0,0,0,0,0,0]
[43.416699999999999,0,0,0,0,0,0,0,0,0,0,0,0,0,0,0,0,0,0,0,0,0,0,0,0,0,0,0,0,0,0,0,0,0,0,0,0,0,0,0,0,0,0,0,0,0,0,0,0,0,0,0,0,0,0,0,0,0,0,0,0,0,0,0,0,0,0,0,0,0,0,0,0,0,0,0,0,0,0,0,0,0,0,0,0,0,0,0,0,0,0,0,0,0,0,0,0,0,0,0,0,0,0,0,0,0,0,0,0]
[44.083300000000001,0,0,0,0,0,0,0,0,0,0,0,0,0,0,0,0,0,0,0,0,0,0,0,0,0,0,0,0,0,0,0,0,0,0,0,0,0,0,0,0,0,0,0,0,0,0,0,0,0,0,0,0,0,0,0,0,0,0,0,0,0,0,0,0,0,0,0,0,0,0,0,0,0,0,0,0,0,0,0,0,0,0,0,0,0,0,0,0,0,0,0,0,0,0,0,0,0,0,0,0,0,0,0,0,0,0,0,0]
[44.916699999999999,0,0,0,0,0,0,0,0,0,0,0,0,0,0,0,0,0,0,0,0,0,0,0,0,0,0,0,0,0,0,0,0,0,0,0,0,0,0,0,0,0,0,0,0,0,0,0,0,0,0,0,0,0,0,0,0,0,0,0,0,0,0,0,0,0,0,0,0,0,0,0,0,0,0,0,0,0,0,0,0,0,0,0,0,0,0,0,0,0,0,0,0,0,0,0,0,0,0,0,0,0,0,0,0,0,0,0,0]
[45.666699999999999,0,0,0,0,0,0,0,0,0,0,0,0,0,0,0,0,0,0,0,0,0,0,0,0,0,0,0,0,0,0,0,0,0,0,0,0,0,0,0,0,0,0,0,0,0,0,0,0,0,0,0,0,0,0,0,0,0,0,0,0,0,0,0,0,0,0,0,0,0,0,0,0,0,0,0,0,0,0,0,0,0,0,0,0,0,0,0,0,0,0,0,0,0,0,0,0,0,0,0,0,0,0,0,0,0,0,0,0]
[46.416699999999999,0,0,0,0,0,0,0,0,0,0,0,0,0,0,0,0,0,0,0,0,0,0,0,0,0,0,0,0,0,0,0,0,0,0,0,0,0,0,0,0,0,0,0,0,0,0,0,0,0,0,0,0,0,0,0,0,0,0,0,0,0,0,0,0,0,0,0,0,0,0,0,0,0,0,0,0,0,0,0,0,0,0,0,0,0,0,0,0,0,0,0,0,0,0,0,0,0,0,0,0,0,0,0,0,0,0,0,0]
[46.583300000000001,0,0,0,0,0,0,0,0,0,0,0,0,0,0,0,0,0,0,0,0,0,0,0,0,0,0,0,0,0,0,0,0,0,0,0,0,0,0,0,0,0,0,0,0,0,0,0,0,0,0,0,0,0,0,0,0,0,0,0,0,0,0,0,0,0,0,0,0,0,0,0,0,0,0,0,0,0,0,0,0,0,0,0,0,0,0,0,0,0,0,0,0,0,0,0,0,0,0,0,0,0,0,0,0,0,0,0,0]
[47.333300000000001,0,0,0,0,0,0,0,0,0,0,0,0,0,0,0,0,0,0,0,0,0,0,0,0,0,0,0,0,0,0,0,0,0,0,0,0,0,0,0,0,0,0,0,0,0,0,0,0,0,0,0,0,0,0,0,0,0,0,0,0,0,0,0,0,0,0,0,0,0,0,0,0,0,0,0,0,0,0,0,0,0,0,0,0,0,0,0,0,0,0,0,0,0,0,0,0,0,0,0,0,0,0,0,0,0,0,0,0]
[48.083300000000001,0,0,0,0,0,0,0,0,0,0,0,0,0,0,0,0,0,0,0,0,0,0,0,0,0,0,0,0,0,0,0,0,0,0,0,0,0,0,0,0,0,0,0,0,0,0,0,0,0,0,0,0,0,0,0,0,0,0,0,0,0,0,0,0,0,0,0,0,0,0,0,0,0,0,0,0,0,0,0,0,0,0,0,0,0,0,0,0,0,0,0,0,0,0,0,0,0,0,0,0,0,0,0,0,0,0,0,0]
[48.916699999999999,0,0,0,0,0,0,0,0,0,0,0,0,0,0,0,0,0,0,0,0,0,0,0,0,0,0,0,0,0,0,0,0,0,0,0,0,0,0,0,0,0,0,0,0,0,0,0,0,0,0,0,0,0,0,0,0,0,0,0,0,0,0,0,0,0,0,0,0,0,0,0,0,0,0,0,0,0,0,0,0,0,0,0,0,0,0,0,0,0,0,0,0,0,0,0,0,0,0,0,0,0,0,0,0,0,0,0,0]
[49.666699999999999,0,0,0,0,0,0,0,0,0,0,0,0,0,0,0,0,0,0,0,0,0,0,0,0,0,0,0,0,0,0,0,0,0,0,0,0,0,0,0,0,0,0,0,0,0,0,0,0,0,0,0,0,0,0,0,0,0,0,0,0,0,0,0,0,0,0,0,0,0,0,0,0,0,0,0,0,0,0,0,0,0,0,0,0,0,0,0,0,0,0,0,0,0,0,0,0,0,0,0,0,0,0,0,0,0,0,0,0]
[50.5,0,0,0,0,0,0,0,0,0,0,0,0,0,0,0,0,0,0,0,0,0,0,0,0,0,0,0,0,0,0,0,0,0,0,0,0,0,0,0,0,0,0,0,0,0,0,0,0,0,0,0,0,0,0,0,0,0,0,0,0,0,0,0,0,0,0,0,0,0,0,0,0,0,0,0,0,0,0,0,0,0,0,0,0,0,0,0,0,0,0,0,0,0,0,0,0,0,0,0,0,0,0,0,0,0,0,0,0]
[51.25,0,0,0,0,0,0,0,0,0,0,0,0,0,0,0,0,0,0,0,0,0,0,0,0,0,0,0,0,0,0,0,0,0,0,0,0,0,0,0,0,0,0,0,0,0,0,0,0,0,0,0,0,0,0,0,0,0,0,0,0,0,0,0,0,0,0,0,0,0,0,0,0,0,0,0,0,0,0,0,0,0,0,0,0,0,0,0,0,0,0,0,0,0,0,0,0,0,0,0,0,0,0,0,0,0,0,0,0]
[52,0,0,0,0,0,0,0,0,0,0,0,0,0,0,0,0,0,0,0,0,0,0,0,0,0,0,0,0,0,0,0,0,0,0,0,0,0,0,0,0,0,0,0,0,0,0,0,0,0,0,0,0,0,0,0,0,0,0,0,0,0,0,0,0,0,0,0,0,0,0,0,0,0,0,0,0,0,0,0,0,0,0,0,0,0,0,0,0,0,0,0,0,0,0,0,0,0,0,0,0,0,0,0,0,0,0,0,0]
[52.833300000000001,0,0,0,0,0,0,0,0,0,0,0,0,0,0,0,0,0,0,0,0,0,0,0,0,0,0,0,0,0,0,0,0,0,0,0,0,0,0,0,0,0,0,0,0,0,0,0,0,0,0,0,0,0,0,0,0,0,0,0,0,0,0,0,0,0,0,0,0,0,0,0,0,0,0,0,0,0,0,0,0,0,0,0,0,0,0,0,0,0,0,0,0,0,0,0,0,0,0,0,0,0,0,0,0,0,0,0,0]
[52.916699999999999,0,0,0,0,0,0,0,0,0,0,0,0,0,0,0,0,0,0,0,0,0,0,0,0,0,0,0,0,0,0,0,0,0,0,0,0,0,0,0,0,0,0,0,0,0,0,0,0,0,0,0,0,0,0,0,0,0,0,0,0,0,0,0,0,0,0,0,0,0,0,0,0,0,0,0,0,0,0,0,0,0,0,0,0,0,0,0,0,0,0,0,0,0,0,0,0,0,0,0,0,0,0,0,0,0,0,0,0]
[53.666699999999999,0,0,0,0,0,0,0,0,0,0,0,0,0,0,0,0,0,0,0,0,0,0,0,0,0,0,0,0,0,0,0,0,0,0,0,0,0,0,0,0,0,0,0,0,0,0,0,0,0,0,0,0,0,0,0,0,0,0,0,0,0,0,0,0,0,0,0,0,0,0,0,0,0,0,0,0,0,0,0,0,0,0,0,0,0,0,0,0,0,0,0,0,0,0,0,0,0,0,0,0,0,0,0,0,0,0,0,0]
[54.5,0,0,0,0,0,0,0,0,0,0,0,0,0,0,0,0,0,0,0,0,0,0,0,0,0,0,0,0,0,0,0,0,0,0,0,0,0,0,0,0,0,0,0,0,0,0,0,0,0,0,0,0,0,0,0,0,0,0,0,0,0,0,0,0,0,0,0,0,0,0,0,0,0,0,0,0,0,0,0,0,0,0,0,0,0,0,0,0,0,0,0,0,0,0,0,0,0,0,0,0,0,0,0,0,0,0,0,0]
[55.25,0,0,0,0,0,0,0,0,0,0,0,0,0,0,0,0,0,0,0,0,0,0,0,0,0,0,0,0,0,0,0,0,0,0,0,0,0,0,0,0,0,0,0,0,0,0,0,0,0,0,0,0,0,0,0,0,0,0,0,0,0,0,0,0,0,0,0,0,0,0,0,0,0,0,0,0,0,0,0,0,0,0,0,0,0,0,0,0,0,0,0,0,0,0,0,0,0,0,0,0,0,0,0,0,0,0,0,0]
[56.083300000000001,0,0,0,0,0,0,0,0,0,0,0,0,0,0,0,0,0,0,0,0,0,0,0,0,0,0,0,0,0,0,0,0,0,0,0,0,0,0,0,0,0,0,0,0,0,0,0,0,0,0,0,0,0,0,0,0,0,0,0,0,0,0,0,0,0,0,0,0,0,0,0,0,0,0,0,0,0,0,0,0,0,0,0,0,0,0,0,0,0,0,0,0,0,0,0,0,0,0,0,0,0,0,0,0,0,0,0,0]
[56.833300000000001,0,0,0,0,0,0,0,0,0,0,0,0,0,0,0,0,0,0,0,0,0,0,0,0,0,0,0,0,0,0,0,0,0,0,0,0,0,0,0,0,0,0,0,0,0,0,0,0,0,0,0,0,0,0,0,0,0,0,0,0,0,0,0,0,0,0,0,0,0,0,0,0,0,0,0,0,0,0,0,0,0,0,0,0,0,0,0,0,0,0,0,0,0,0,0,0,0,0,0,0,0,0,0,0,0,0,0,0]
[57.583300000000001,0,0,0,0,0,0,0,0,0,0,0,0,0,0,0,0,0,0,0,0,0,0,0,0,0,0,0,0,0,0,0,0,0,0,0,0,0,0,0,0,0,0,0,0,0,0,0,0,0,0,0,0,0,0,0,0,0,0,0,0,0,0,0,0,0,0,0,0,0,0,0,0,0,0,0,0,0,0,0,0,0,0,0,0,0,0,0,0,0,0,0,0,0,0,0,0,0,0,0,0,0,0,0,0,0,0,0,0]
[58.416699999999999,0,0,0,0,0,0,0,0,0,0,0,0,0,0,0,0,0,0,0,0,0,0,0,0,0,0,0,0,0,0,0,0,0,0,0,0,0,0,0,0,0,0,0,0,0,0,0,0,0,0,0,0,0,0,0,0,0,0,0,0,0,0,0,0,0,0,0,0,0,0,0,0,0,0,0,0,0,0,0,0,0,0,0,0,0,0,0,0,0,0,0,0,0,0,0,0,0,0,0,0,0,0,0,0,0,0,0,0]
[58.5,0,0,0,0,0,0,0,0,0,0,0,0,0,0,0,0,0,0,0,0,0,0,0,0,0,0,0,0,0,0,0,0,0,0,0,0,0,0,0,0,0,0,0,0,0,0,0,0,0,0,0,0,0,0,0,0,0,0,0,0,0,0,0,0,0,0,0,0,0,0,0,0,0,0,0,0,0,0,0,0,0,0,0,0,0,0,0,0,0,0,0,0,0,0,0,0,0,0,0,0,0,0,0,0,0,0,0,0]
[59.25,0,0,0,0,0,0,0,0,0,0,0,0,0,0,0,0,0,0,0,0,0,0,0,0,0,0,0,0,0,0,0,0,0,0,0,0,0,0,0,0,0,0,0,0,0,0,0,0,0,0,0,0,0,0,0,0,0,0,0,0,0,0,0,0,0,0,0,0,0,0,0,0,0,0,0,0,0,0,0,0,0,0,0,0,0,0,0,0,0,0,0,0,0,0,0,0,0,0,0,0,0,0,0,0,0,0,0,0]
[60.083300000000001,0,0,0,0,0,0,0,0,0,0,0,0,0,0,0,0,0,0,0,0,0,0,0,0,0,0,0,0,0,0,0,0,0,0,0,0,0,0,0,0,0,0,0,0,0,0,0,0,0,0,0,0,0,0,0,0,0,0,0,0,0,0,0,0,0,0,0,0,0,0,0,0,0,0,0,0,0,0,0,0,0,0,0,0,0,0,0,0,0,0,0,0,0,0,0,0,0,0,0,0,0,0,0,0,0,0,0,0]
[60.75,0,0,0,0,0,0,0,0,0,0,0,0,0,0,0,0,0,0,0,0,0,0,0,0,0,0,0,0,0,0,0,0,0,0,0,0,0,0,0,0,0,0,0,0,0,0,0,0,0,0,0,0,0,0,0,0,0,0,0,0,0,0,0,0,0,0,0,0,0,0,0,0,0,0,0,0,0,0,0,0,0,0,0,0,0,0,0,0,0,0,0,0,0,0,0,0,0,0,0,0,0,0,0,0,0,0,0,0]
[61.666699999999999,0,0,0,0,0,0,0,0,0,0,0,0,0,0,0,0,0,0,0,0,0,0,0,0,0,0,0,0,0,0,0,0,0,0,0,0,0,0,0,0,0,0,0,0,0,0,0,0,0,0,0,0,0,0,0,0,0,0,0,0,0,0,0,0,0,0,0,0,0,0,0,0,0,0,0,0,0,0,0,0,0,0,0,0,0,0,0,0,0,0,0,0,0,0,0,0,0,0,0,0,0,0,0,0,0,0,0,0]
[62.416699999999999,0,0,0,0,0,0,0,0,0,0,0,0,0,0,0,0,0,0,0,0,0,0,0,0,0,0,0,0,0,0,0,0,0,0,0,0,0,0,0,0,0,0,0,0,0,0,0,0,0,0,0,0,0,0,0,0,0,0,0,0,0,0,0,0,0,0,0,0,0,0,0,0,0,0,0,0,0,0,0,0,0,0,0,0,0,0,0,0,0,0,0,0,0,0,0,0,0,0,0,0,0,0,0,0,0,0,0,0]
[63.166699999999999,0,0,0,0,0,0,0,0,0,0,0,0,0,0,0,0,0,0,0,0,0,0,0,0,0,0,0,0,0,0,0,0,0,0,0,0,0,0,0,0,0,0,0,0,0,0,0,0,0,0,0,0,0,0,0,0,0,0,0,0,0,0,0,0,0,0,0,0,0,0,0,0,0,0,0,0,0,0,0,0,0,0,0,0,0,0,0,0,0,0,0,0,0,0,0,0,0,0,0,0,0,0,0,0,0,0,0,0]
[64,0,0,0,0,0,0,0,0,0,0,0,0,0,0,0,0,0,0,0,0,0,0,0,0,0,0,0,0,0,0,0,0,0,0,0,0,0,0,0,0,0,0,0,0,0,0,0,0,0,0,0,0,0,0,0,0,0,0,0,0,0,0,0,0,0,0,0,0,0,0,0,0,0,0,0,0,0,0,0,0,0,0,0,0,0,0,0,0,0,0,0,0,0,0,0,0,0,0,0,0,0,0,0,0,0,0,0,0]
[64.666700000000006,0,0,0,0,0,0,0,0,0,0,0,0,0,0,0,0,0,0,0,0,0,0,0,0,0,0,0,0,0,0,0,0,0,0,0,0,0,0,0,0,0,0,0,0,0,0,0,0,0,0,0,0,0,0,0,0,0,0,0,0,0,0,0,0,0,0,0,0,0,0,0,0,0,0,0,0,0,0,0,0,0,0,0,0,0,0,0,0,0,0,0,0,0,0,0,0,0,0,0,0,0,0,0,0,0,0,0,0]
[64.916700000000006,0,0,0,0,0,0,0,0,0,0,0,0,0,0,0,0,0,0,0,0,0,0,0,0,0,0,0,0,0,0,0,0,0,0,0,0,0,0,0,0,0,0,0,0,0,0,0,0,0,0,0,0,0,0,0,0,0,0,0,0,0,0,0,0,0,0,0,0,0,0,0,0,0,0,0,0,0,0,0,0,0,0,0,0,0,0,0,0,0,0,0,0,0,0,0,0,0,0,0,0,0,0,0,0,0,0,0,0]
[65.666700000000006,0,0,0,0,0,0,0,0,0,0,0,0,0,0,0,0,0,0,0,0,0,0,0,0,0,0,0,0,0,0,0,0,0,0,0,0,0,0,0,0,0,0,0,0,0,0,0,0,0,0,0,0,0,0,0,0,0,0,0,0,0,0,0,0,0,0,0,0,0,0,0,0,0,0,0,0,0,0,0,0,0,0,0,0,0,0,0,0,0,0,0,0,0,0,0,0,0,0,0,0,0,0,0,0,0,0,0,0]
[66.333299999999994,0,0,0,0,0,0,0,0,0,0,0,0,0,0,0,0,0,0,0,0,0,0,0,0,0,0,0,0,0,0,0,0,0,0,0,0,0,0,0,0,0,0,0,0,0,0,0,0,0,0,0,0,0,0,0,0,0,0,0,0,0,0,0,0,0,0,0,0,0,0,0,0,0,0,0,0,0,0,0,0,0,0,0,0,0,0,0,0,0,0,0,0,0,0,0,0,0,0,0,0,0,0,0,0,0,0,0,0]
[67.25,0,0,0,0,0,0,0,0,0,0,0,0,0,0,0,0,0,0,0,0,0,0,0,0,0,0,0,0,0,0,0,0,0,0,0,0,0,0,0,0,0,0,0,0,0,0,0,0,0,0,0,0,0,0,0,0,0,0,0,0,0,0,0,0,0,0,0,0,0,0,0,0,0,0,0,0,0,0,0,0,0,0,0,0,0,0,0,0,0,0,0,0,0,0,0,0,0,0,0,0,0,0,0,0,0,0,0,0]
[68.25,0,0,0,0,0,0,0,0,0,0,0,0,0,0,0,0,0,0,0,0,0,0,0,0,0,0,0,0,0,0,0,0,0,0,0,0,0,0,0,0,0,0,0,0,0,0,0,0,0,0,0,0,0,0,0,0,0,0,0,0,0,0,0,0,0,0,0,0,0,0,0,0,0,0,0,0,0,0,0,0,0,0,0,0,0,0,0,0,0,0,0,0,0,0,0,0,0,0,0,0,0,0,0,0,0,0,0,0]
[68.833299999999994,0,0,0,0,0,0,0,0,0,0,0,0,0,0,0,0,0,0,0,0,0,0,0,0,0,0,0,0,0,0,0,0,0,0,0,0,0,0,0,0,0,0,0,0,0,0,0,0,0,0,0,0,0,0,0,0,0,0,0,0,0,0,0,0,0,0,0,0,0,0,0,0,0,0,0,0,0,0,0,0,0,0,0,0,0,0,0,0,0,0,0,0,0,0,0,0,0,0,0,0,0,0,0,0,0,0,0,0]
[69.583299999999994,0,0,0,0,0,0,0,0,0,0,0,0,0,0,0,0,0,0,0,0,0,0,0,0,0,0,0,0,0,0,0,0,0,0,0,0,0,0,0,0,0,0,0,0,0,0,0,0,0,0,0,0,0,0,0,0,0,0,0,0,0,0,0,0,0,0,0,0,0,0,0,0,0,0,0,0,0,0,0,0,0,0,0,0,0,0,0,0,0,0,0,0,0,0,0,0,0,0,0,0,0,0,0,0,0,0,0,0]
[70.25,0,0,0,0,0,0,0,0,0,0,0,0,0,0,0,0,0,0,0,0,0,0,0,0,0,0,0,0,0,0,0,0,0,0,0,0,0,0,0,0,0,0,0,0,0,0,0,0,0,0,0,0,0,0,0,0,0,0,0,0,0,0,0,0,0,0,0,0,0,0,0,0,0,0,0,0,0,0,0,0,0,0,0,0,0,0,0,0,0,0,0,0,0,0,0,0,0,0,0,0,0,0,0,0,0,0,0,0]
[70.5,0,0,0,0,0,0,0,0,0,0,0,0,0,0,0,0,0,0,0,0,0,0,0,0,0,0,0,0,0,0,0,0,0,0,0,0,0,0,0,0,0,0,0,0,0,0,0,0,0,0,0,0,0,0,0,0,0,0,0,0,0,0,0,0,0,0,0,0,0,0,0,0,0,0,0,0,0,0,0,0,0,0,0,0,0,0,0,0,0,0,0,0,0,0,0,0,0,0,0,0,0,0,0,0,0,0,0,0]
[71.416700000000006,0,0,0,0,0,0,0,0,0,0,0,0,0,0,0,0,0,0,0,0,0,0,0,0,0,0,0,0,0,0,0,0,0,0,0,0,0,0,0,0,0,0,0,0,0,0,0,0,0,0,0,0,0,0,0,0,0,0,0,0,0,0,0,0,0,0,0,0,0,0,0,0,0,0,0,0,0,0,0,0,0,0,0,0,0,0,0,0,0,0,0,0,0,0,0,0,0,0,0,0,0,0,0,0,0,0,0,0]
[72.083299999999994,0,0,0,0,0,0,0,0,0,0,0,0,0,0,0,0,0,0,0,0,0,0,0,0,0,0,0,0,0,0,0,0,0,0,0,0,0,0,0,0,0,0,0,0,0,0,0,0,0,0,0,0,0,0,0,0,0,0,0,0,0,0,0,0,0,0,0,0,0,0,0,0,0,0,0,0,0,0,0,0,0,0,0,0,0,0,0,0,0,0,0,0,0,0,0,0,0,0,0,0,0,0,0,0,0,0,0,0]
[72.833299999999994,0,0,0,0,0,0,0,0,0,0,0,0,0,0,0,0,0,0,0,0,0,0,0,0,0,0,0,0,0,0,0,0,0,0,0,0,0,0,0,0,0,0,0,0,0,0,0,0,0,0,0,0,0,0,0,0,0,0,0,0,0,0,0,0,0,0,0,0,0,0,0,0,0,0,0,0,0,0,0,0,0,0,0,0,0,0,0,0,0,0,0,0,0,0,0,0,0,0,0,0,0,0,0,0,0,0,0,0]
[73.416700000000006,0,0,0,0,0,0,0,0,0,0,0,0,0,0,0,0,0,0,0,0,0,0,0,0,0,0,0,0,0,0,0,0,0,0,0,0,0,0,0,0,0,0,0,0,0,0,0,0,0,0,0,0,0,0,0,0,0,0,0,0,0,0,0,0,0,0,0,0,0,0,0,0,0,0,0,0,0,0,0,0,0,0,0,0,0,0,0,0,0,0,0,0,0,0,0,0,0,0,0,0,0,0,0,0,0,0,0,0]
[74.416700000000006,0,0,0,0,0,0,0,0,0,0,0,0,0,0,0,0,0,0,0,0,0,0,0,0,0,0,0,0,0,0,0,0,0,0,0,0,0,0,0,0,0,0,0,0,0,0,0,0,0,0,0,0,0,0,0,0,0,0,0,0,0,0,0,0,0,0,0,0,0,0,0,0,0,0,0,0,0,0,0,0,0,0,0,0,0,0,0,0,0,0,0,0,0,0,0,0,0,0,0,0,0,0,0,0,0,0,0,0]
[75.166700000000006,0,0,0,0,0,0,0,0,0,0,0,0,0,0,0,0,0,0,0,0,0,0,0,0,0,0,0,0,0,0,0,0,0,0,0,0,0,0,0,0,0,0,0,0,0,0,0,0,0,0,0,0,0,0,0,0,0,0,0,0,0,0,0,0,0,0,0,0,0,0,0,0,0,0,0,0,0,0,0,0,0,0,0,0,0,0,0,0,0,0,0,0,0,0,0,0,0,0,0,0,0,0,0,0,0,0,0,0]
[75.833299999999994,0,0,0,0,0,0,0,0,0,0,0,0,0,0,0,0,0,0,0,0,0,0,0,0,0,0,0,0,0,0,0,0,0,0,0,0,0,0,0,0,0,0,0,0,0,0,0,0,0,0,0,0,0,0,0,0,0,0,0,0,0,0,0,0,0,0,0,0,0,0,0,0,0,0,0,0,0,0,0,0,0,0,0,0,0,0,0,0,0,0,0,0,0,0,0,0,0,0,0,0,0,0,0,0,0,0,0,0]
[76.083299999999994,0,0,0,0,0,0,0,0,0,0,0,0,0,0,0,0,0,0,0,0,0,0,0,0,0,0,0,0,0,0,0,0,0,0,0,0,0,0,0,0,0,0,0,0,0,0,0,0,0,0,0,0,0,0,0,0,0,0,0,0,0,0,0,0,0,0,0,0,0,0,0,0,0,0,0,0,0,0,0,0,0,0,0,0,0,0,0,0,0,0,0,0,0,0,0,0,0,0,0,0,0,0,0,0,0,0,0,0]
[77,0,0,0,0,0,0,0,0,0,0,0,0,0,0,0,0,0,0,0,0,0,0,0,0,0,0,0,0,0,0,0,0,0,0,0,0,0,0,0,0,0,0,0,0,0,0,0,0,0,0,0,0,0,0,0,0,0,0,0,0,0,0,0,0,0,0,0,0,0,0,0,0,0,0,0,0,0,0,0,0,0,0,0,0,0,0,0,0,0,0,0,0,0,0,0,0,0,0,0,0,0,0,0,0,0,0,0,0]
[77.666700000000006,0,0,0,0,0,0,0,0,0,0,0,0,0,0,0,0,0,0,0,0,0,0,0,0,0,0,0,0,0,0,0,0,0,0,0,0,0,0,0,0,0,0,0,0,0,0,0,0,0,0,0,0,0,0,0,0,0,0,0,0,0,0,0,0,0,0,0,0,0,0,0,0,0,0,0,0,0,0,0,0,0,0,0,0,0,0,0,0,0,0,0,0,0,0,0,0,0,0,0,0,0,0,0,0,0,0,0,0]
[78.416700000000006,0,0,0,0,0,0,0,0,0,0,0,0,0,0,0,0,0,0,0,0,0,0,0,0,0,0,0,0,0,0,0,0,0,0,0,0,0,0,0,0,0,0,0,0,0,0,0,0,0,0,0,0,0,0,0,0,0,0,0,0,0,0,0,0,0,0,0,0,0,0,0,0,0,0,0,0,0,0,0,0,0,0,0,0,0,0,0,0,0,0,0,0,0,0,0,0,0,0,0,0,0,0,0,0,0,0,0,0]
[79,0,0,0,0,0,0,0,0,0,0,0,0,0,0,0,0,0,0,0,0,0,0,0,0,0,0,0,0,0,0,0,0,0,0,0,0,0,0,0,0,0,0,0,0,0,0,0,0,0,0,0,0,0,0,0,0,0,0,0,0,0,0,0,0,0,0,0,0,0,0,0,0,0,0,0,0,0,0,0,0,0,0,0,0,0,0,0,0,0,0,0,0,0,0,0,0,0,0,0,0,0,0,0,0,0,0,0,0]
[80,0,0,0,0,0,0,0,0,0,0,0,0,0,0,0,0,0,0,0,0,0,0,0,0,0,0,0,0,0,0,0,0,0,0,0,0,0,0,0,0,0,0,0,0,0,0,0,0,0,0,0,0,0,0,0,0,0,0,0,0,0,0,0,0,0,0,0,0,0,0,0,0,0,0,0,0,0,0,0,0,0,0,0,0,0,0,0,0,0,0,0,0,0,0,0,0,0,0,0,0,0,0,0,0,0,0,0,0]
[80.166700000000006,0,0,0,0,0,0,0,0,0,0,0,0,0,0,0,0,0,0,0,0,0,0,0,0,0,0,0,0,0,0,0,0,0,0,0,0,0,0,0,0,0,0,0,0,0,0,0,0,0,0,0,0,0,0,0,0,0,0,0,0,0,0,0,0,0,0,0,0,0,0,0,0,0,0,0,0,0,0,0,0,0,0,0,0,0,0,0,0,0,0,0,0,0,0,0,0,0,0,0,0,0,0,0,0,0,0,0,0]
[80.916700000000006,0,0,0,0,0,0,0,0,0,0,0,0,0,0,0,0,0,0,0,0,0,0,0,0,0,0,0,0,0,0,0,0,0,0,0,0,0,0,0,0,0,0,0,0,0,0,0,0,0,0,0,0,0,0,0,0,0,0,0,0,0,0,0,0,0,0,0,0,0,0,0,0,0,0,0,0,0,0,0,0,0,0,0,0,0,0,0,0,0,0,0,0,0,0,0,0,0,0,0,0,0,0,0,0,0,0,0,0]
[81.666700000000006,0,0,0,0,0,0,0,0,0,0,0,0,0,0,0,0,0,0,0,0,0,0,0,0,0,0,0,0,0,0,0,0,0,0,0,0,0,0,0,0,0,0,0,0,0,0,0,0,0,0,0,0,0,0,0,0,0,0,0,0,0,0,0,0,0,0,0,0,0,0,0,0,0,0,0,0,0,0,0,0,0,0,0,0,0,0,0,0,0,0,0,0,0,0,0,0,0,0,0,0,0,0,0,0,0,0,0,0]
[82.583299999999994,0,0,0,0,0,0,0,0,0,0,0,0,0,0,0,0,0,0,0,0,0,0,0,0,0,0,0,0,0,0,0,0,0,0,0,0,0,0,0,0,0,0,0,0,0,0,0,0,0,0,0,0,0,0,0,0,0,0,0,0,0,0,0,0,0,0,0,0,0,0,0,0,0,0,0,0,0,0,0,0,0,0,0,0,0,0,0,0,0,0,0,0,0,0,0,0,0,0,0,0,0,0,0,0,0,0,0,0]
[83.25,0,0,0,0,0,0,0,0,0,0,0,0,0,0,0,0,0,0,0,0,0,0,0,0,0,0,0,0,0,0,0,0,0,0,0,0,0,0,0,0,0,0,0,0,0,0,0,0,0,0,0,0,0,0,0,0,0,0,0,0,0,0,0,0,0,0,0,0,0,0,0,0,0,0,0,0,0,0,0,0,0,0,0,0,0,0,0,0,0,0,0,0,0,0,0,0,0,0,0,0,0,0,0,0,0,0,0,0]
[84.083299999999994,0,0,0,0,0,0,0,0,0,0,0,0,0,0,0,0,0,0,0,0,0,0,0,0,0,0,0,0,0,0,0,0,0,0,0,0,0,0,0,0,0,0,0,0,0,0,0,0,0,0,0,0,0,0,0,0,0,0,0,0,0,0,0,0,0,0,0,0,0,0,0,0,0,0,0,0,0,0,0,0,0,0,0,0,0,0,0,0,0,0,0,0,0,0,0,0,0,0,0,0,0,0,0,0,0,0,0,0]
[84.833299999999994,0,0,0,0,0,0,0,0,0,0,0,0,0,0,0,0,0,0,0,0,0,0,0,0,0,0,0,0,0,0,0,0,0,0,0,0,0,0,0,0,0,0,0,0,0,0,0,0,0,0,0,0,0,0,0,0,0,0,0,0,0,0,0,0,0,0,0,0,0,0,0,0,0,0,0,0,0,0,0,0,0,0,0,0,0,0,0,0,0,0,0,0,0,0,0,0,0,0,0,0,0,0,0,0,0,0,0,0]
[85.583299999999994,0,0,0,0,0,0,0,0,0,0,0,0,0,0,0,0,0,0,0,0,0,0,0,0,0,0,0,0,0,0,0,0,0,0,0,0,0,0,0,0,0,0,0,0,0,0,0,0,0,0,0,0,0,0,0,0,0,0,0,0,0,0,0,0,0,0,0,0,0,0,0,0,0,0,0,0,0,0,0,0,0,0,0,0,0,0,0,0,0,0,0,0,0,0,0,0,0,0,0,0,0,0,0,0,0,0,0,0]
[85.75,0,0,0,0,0,0,0,0,0,0,0,0,0,0,0,0,0,0,0,0,0,0,0,0,0,0,0,0,0,0,0,0,0,0,0,0,0,0,0,0,0,0,0,0,0,0,0,0,0,0,0,0,0,0,0,0,0,0,0,0,0,0,0,0,0,0,0,0,0,0,0,0,0,0,0,0,0,0,0,0,0,0,0,0,0,0,0,0,0,0,0,0,0,0,0,0,0,0,0,0,0,0,0,0,0,0,0,0]
[86.5,0,0,0,0,0,0,0,0,0,0,0,0,0,0,0,0,0,0,0,0,0,0,0,0,0,0,0,0,0,0,0,0,0,0,0,0,0,0,0,0,0,0,0,0,0,0,0,0,0,0,0,0,0,0,0,0,0,0,0,0,0,0,0,0,0,0,0,0,0,0,0,0,0,0,0,0,0,0,0,0,0,0,0,0,0,0,0,0,0,0,0,0,0,0,0,0,0,0,0,0,0,0,0,0,0,0,0,0]
[87.25,0,0,0,0,0,0,0,0,0,0,0,0,0,0,0,0,0,0,0,0,0,0,0,0,0,0,0,0,0,0,0,0,0,0,0,0,0,0,0,0,0,0,0,0,0,0,0,0,0,0,0,0,0,0,0,0,0,0,0,0,0,0,0,0,0,0,0,0,0,0,0,0,0,0,0,0,0,0,0,0,0,0,0,0,0,0,0,0,0,0,0,0,0,0,0,0,0,0,0,0,0,0,0,0,0,0,0,0]
[88.083299999999994,0,0,0,0,0,0,0,0,0,0,0,0,0,0,0,0,0,0,0,0,0,0,0,0,0,0,0,0,0,0,0,0,0,0,0,0,0,0,0,0,0,0,0,0,0,0,0,0,0,0,0,0,0,0,0,0,0,0,0,0,0,0,0,0,0,0,0,0,0,0,0,0,0,0,0,0,0,0,0,0,0,0,0,0,0,0,0,0,0,0,0,0,0,0,0,0,0,0,0,0,0,0,0,0,0,0,0,0]
[88.833299999999994,0,0,0,0,0,0,0,0,0,0,0,0,0,0,0,0,0,0,0,0,0,0,0,0,0,0,0,0,0,0,0,0,0,0,0,0,0,0,0,0,0,0,0,0,0,0,0,0,0,0,0,0,0,0,0,0,0,0,0,0,0,0,0,0,0,0,0,0,0,0,0,0,0,0,0,0,0,0,0,0,0,0,0,0,0,0,0,0,0,0,0,0,0,0,0,0,0,0,0,0,0,0,0,0,0,0,0,0]
[89.666700000000006,0,0,0,0,0,0,0,0,0,0,0,0,0,0,0,0,0,0,0,0,0,0,0,0,0,0,0,0,0,0,0,0,0,0,0,0,0,0,0,0,0,0,0,0,0,0,0,0,0,0,0,0,0,0,0,0,0,0,0,0,0,0,0,0,0,0,0,0,0,0,0,0,0,0,0,0,0,0,0,0,0,0,0,0,0,0,0,0,0,0,0,0,0,0,0,0,0,0,0,0,0,0,0,0,0,0,0,0]
[90.416700000000006,0,0,0,0,0,0,0,0,0,0,0,0,0,0,0,0,0,0,0,0,0,0,0,0,0,0,0,0,0,0,0,0,0,0,0,0,0,0,0,0,0,0,0,0,0,0,0,0,0,0,0,0,0,0,0,0,0,0,0,0,0,0,0,0,0,0,0,0,0,0,0,0,0,0,0,0,0,0,0,0,0,0,0,0,0,0,0,0,0,0,0,0,0,0,0,0,0,0,0,0,0,0,0,0,0,0,0,0]
[91.166700000000006,0,0,0,0,0,0,0,0,0,0,0,0,0,0,0,0,0,0,0,0,0,0,0,0,0,0,0,0,0,0,0,0,0,0,0,0,0,0,0,0,0,0,0,0,0,0,0,0,0,0,0,0,0,0,0,0,0,0,0,0,0,0,0,0,0,0,0,0,0,0,0,0,0,0,0,0,0,0,0,0,0,0,0,0,0,0,0,0,0,0,0,0,0,0,0,0,0,0,0,0,0,0,0,0,0,0,0,0]
[91.333299999999994,0,0,0,0,0,0,0,0,0,0,0,0,0,0,0,0,0,0,0,0,0,0,0,0,0,0,0,0,0,0,0,0,0,0,0,0,0,0,0,0,0,0,0,0,0,0,0,0,0,0,0,0,0,0,0,0,0,0,0,0,0,0,0,0,0,0,0,0,0,0,0,0,0,0,0,0,0,0,0,0,0,0,0,0,0,0,0,0,0,0,0,0,0,0,0,0,0,0,0,0,0,0,0,0,0,0,0,0]
[92.083299999999994,0,0,0,0,0,0,0,0,0,0,0,0,0,0,0,0,0,0,0,0,0,0,0,0,0,0,0,0,0,0,0,0,0,0,0,0,0,0,0,0,0,0,0,0,0,0,0,0,0,0,0,0,0,0,0,0,0,0,0,0,0,0,0,0,0,0,0,0,0,0,0,0,0,0,0,0,0,0,0,0,0,0,0,0,0,0,0,0,0,0,0,0,0,0,0,0,0,0,0,0,0,0,0,0,0,0,0,0]
[92.833299999999994,0,0,0,0,0,0,0,0,0,0,0,0,0,0,0,0,0,0,0,0,0,0,0,0,0,0,0,0,0,0,0,0,0,0,0,0,0,0,0,0,0,0,0,0,0,0,0,0,0,0,0,0,0,0,0,0,0,0,0,0,0,0,0,0,0,0,0,0,0,0,0,0,0,0,0,0,0,0,0,0,0,0,0,0,0,0,0,0,0,0,0,0,0,0,0,0,0,0,0,0,0,0,0,0,0,0,0,0]
[93.666700000000006,0,0,0,0,0,0,0,0,0,0,0,0,0,0,0,0,0,0,0,0,0,0,0,0,0,0,0,0,0,0,0,0,0,0,0,0,0,0,0,0,0,0,0,0,0,0,0,0,0,0,0,0,0,0,0,0,0,0,0,0,0,0,0,0,0,0,0,0,0,0,0,0,0,0,0,0,0,0,0,0,0,0,0,0,0,0,0,0,0,0,0,0,0,0,0,0,0,0,0,0,0,0,0,0,0,0,0,0]
[94.416700000000006,0,0,0,0,0,0,0,0,0,0,0,0,0,0,0,0,0,0,0,0,0,0,0,0,0,0,0,0,0,0,0,0,0,0,0,0,0,0,0,0,0,0,0,0,0,0,0,0,0,0,0,0,0,0,0,0,0,0,0,0,0,0,0,0,0,0,0,0,0,0,0,0,0,0,0,0,0,0,0,0,0,0,0,0,0,0,0,0,0,0,0,0,0,0,0,0,0,0,0,0,0,0,0,0,0,0,0,0]
[95.25,0,0,0,0,0,0,0,0,0,0,0,0,0,0,0,0,0,0,0,0,0,0,0,0,0,0,0,0,0,0,0,0,0,0,0,0,0,0,0,0,0,0,0,0,0,0,0,0,0,0,0,0,0,0,0,0,0,0,0,0,0,0,0,0,0,0,0,0,0,0,0,0,0,0,0,0,0,0,0,0,0,0,0,0,0,0,0,0,0,0,0,0,0,0,0,0,0,0,0,0,0,0,0,0,0,0,0,0]
[96,0,0,0,0,0,0,0,0,0,0,0,0,0,0,0,0,0,0,0,0,0,0,0,0,0,0,0,0,0,0,0,0,0,0,0,0,0,0,0,0,0,0,0,0,0,0,0,0,0,0,0,0,0,0,0,0,0,0,0,0,0,0,0,0,0,0,0,0,0,0,0,0,0,0,0,0,0,0,0,0,0,0,0,0,0,0,0,0,0,0,0,0,0,0,0,0,0,0,0,0,0,0,0,0,0,0,0,0]
[96.75,0,0,0,0,0,0,0,0,0,0,0,0,0,0,0,0,0,0,0,0,0,0,0,0,0,0,0,0,0,0,0,0,0,0,0,0,0,0,0,0,0,0,0,0,0,0,0,0,0,0,0,0,0,0,0,0,0,0,0,0,0,0,0,0,0,0,0,0,0,0,0,0,0,0,0,0,0,0,0,0,0,0,0,0,0,0,0,0,0,0,0,0,0,0,0,0,0,0,0,0,0,0,0,0,0,0,0,0]
[97.583299999999994,0,0,0,0,0,0,0,0,0,0,0,0,0,0,0,0,0,0,0,0,0,0,0,0,0,0,0,0,0,0,0,0,0,0,0,0,0,0,0,0,0,0,0,0,0,0,0,0,0,0,0,0,0,0,0,0,0,0,0,0,0,0,0,0,0,0,0,0,0,0,0,0,0,0,0,0,0,0,0,0,0,0,0,0,0,0,0,0,0,0,0,0,0,0,0,0,0,0,0,0,0,0,0,0,0,0,0,0]
[97.666700000000006,0,0,0,0,0,0,0,0,0,0,0,0,0,0,0,0,0,0,0,0,0,0,0,0,0,0,0,0,0,0,0,0,0,0,0,0,0,0,0,0,0,0,0,0,0,0,0,0,0,0,0,0,0,0,0,0,0,0,0,0,0,0,0,0,0,0,0,0,0,0,0,0,0,0,0,0,0,0,0,0,0,0,0,0,0,0,0,0,0,0,0,0,0,0,0,0,0,0,0,0,0,0,0,0,0,0,0,0]
[98.416700000000006,0,0,0,0,0,0,0,0,0,0,0,0,0,0,0,0,0,0,0,0,0,0,0,0,0,0,0,0,0,0,0,0,0,0,0,0,0,0,0,0,0,0,0,0,0,0,0,0,0,0,0,0,0,0,0,0,0,0,0,0,0,0,0,0,0,0,0,0,0,0,0,0,0,0,0,0,0,0,0,0,0,0,0,0,0,0,0,0,0,0,0,0,0,0,0,0,0,0,0,0,0,0,0,0,0,0,0,0]
[99.25,0,0,0,0,0,0,0,0,0,0,0,0,0,0,0,0,0,0,0,0,0,0,0,0,0,0,0,0,0,0,0,0,0,0,0,0,0,0,0,0,0,0,0,0,0,0,0,0,0,0,0,0,0,0,0,0,0,0,0,0,0,0,0,0,0,0,0,0,0,0,0,0,0,0,0,0,0,0,0,0,0,0,0,0,0,0,0,0,0,0,0,0,0,0,0,0,0,0,0,0,0,0,0,0,0,0,0,0]
[99.916700000000006,0,0,0,0,0,0,0,0,0,0,0,0,0,0,0,0,0,0,0,0,0,0,0,0,0,0,0,0,0,0,0,0,0,0,0,0,0,0,0,0,0,0,0,0,0,0,0,0,0,0,0,0,0,0,0,0,0,0,0,0,0,0,0,0,0,0,0,0,0,0,0,0,0,0,0,0,0,0,0,0,0,0,0,0,0,0,0,0,0,0,0,0,0,0,0,0,0,0,0,0,0,0,0,0,0,0,0,0]
[100.833,0,0,0,0,0,0,0,0,0,0,0,0,0,0,0,0,0,0,0,0,0,0,0,0,0,0,0,0,0,0,0,0,0,0,0,0,0,0,0,0,0,0,0,0,0,0,0,0,0,0,0,0,0,0,0,0,0,0,0,0,0,0,0,0,0,0,0,0,0,0,0,0,0,0,0,0,0,0,0,0,0,0,0,0,0,0,0,0,0,0,0,0,0,0,0,0,0,0,0,0,0,0,0,0,0,0,0,0]
[101.583,0,0,0,0,0,0,0,0,0,0,0,0,0,0,0,0,0,0,0,0,0,0,0,0,0,0,0,0,0,0,0,0,0,0,0,0,0,0,0,0,0,0,0,0,0,0,0,0,0,0,0,0,0,0,0,0,0,0,0,0,0,0,0,0,0,0,0,0,0,0,0,0,0,0,0,0,0,0,0,0,0,0,0,0,0,0,0,0,0,0,0,0,0,0,0,0,0,0,0,0,0,0,0,0,0,0,0,0]
[102.333,0,0,0,0,0,0,0,0,0,0,0,0,0,0,0,0,0,0,0,0,0,0,0,0,0,0,0,0,0,0,0,0,0,0,0,0,0,0,0,0,0,0,0,0,0,0,0,0,0,0,0,0,0,0,0,0,0,0,0,0,0,0,0,0,0,0,0,0,0,0,0,0,0,0,0,0,0,0,0,0,0,0,0,0,0,0,0,0,0,0,0,0,0,0,0,0,0,0,0,0,0,0,0,0,0,0,0,0]
[103.167,0,0,0,0,0,0,0,0,0,0,0,0,0,0,0,0,0,0,0,0,0,0,0,0,0,0,0,0,0,0,0,0,0,0,0,0,0,0,0,0,0,0,0,0,0,0,0,0,0,0,0,0,0,0,0,0,0,0,0,0,0,0,0,0,0,0,0,0,0,0,0,0,0,0,0,0,0,0,0,0,0,0,0,0,0,0,0,0,0,0,0,0,0,0,0,0,0,0,0,0,0,0,0,0,0,0,0,0]
[103.833,0,0,0,0,0,0,0,0,0,0,0,0,0,0,0,0,0,0,0,0,0,0,0,0,0,0,0,0,0,0,0,0,0,0,0,0,0,0,0,0,0,0,0,0,0,0,0,0,0,0,0,0,0,0,0,0,0,0,0,0,0,0,0,0,0,0,0,0,0,0,0,0,0,0,0,0,0,0,0,0,0,0,0,0,0,0,0,0,0,0,0,0,0,0,0,0,0,0,0,0,0,0,0,0,0,0,0,0]
[104.083,0,0,0,0,0,0,0,0,0,0,0,0,0,0,0,0,0,0,0,0,0,0,0,0,0,0,0,0,0,0,0,0,0,0,0,0,0,0,0,0,0,0,0,0,0,0,0,0,0,0,0,0,0,0,0,0,0,0,0,0,0,0,0,0,0,0,0,0,0,0,0,0,0,0,0,0,0,0,0,0,0,0,0,0,0,0,0,0,0,0,0,0,0,0,0,0,0,0,0,0,0,0,0,0,0,0,0,0]
[104.833,0,0,0,0,0,0,0,0,0,0,0,0,0,0,0,0,0,0,0,0,0,0,0,0,0,0,0,0,0,0,0,0,0,0,0,0,0,0,0,0,0,0,0,0,0,0,0,0,0,0,0,0,0,0,0,0,0,0,0,0,0,0,0,0,0,0,0,0,0,0,0,0,0,0,0,0,0,0,0,0,0,0,0,0,0,0,0,0,0,0,0,0,0,0,0,0,0,0,0,0,0,0,0,0,0,0,0,0]
[105.5,0,0,0,0,0,0,0,0,0,0,0,0,0,0,0,0,0,0,0,0,0,0,0,0,0,0,0,0,0,0,0,0,0,0,0,0,0,0,0,0,0,0,0,0,0,0,0,0,0,0,0,0,0,0,0,0,0,0,0,0,0,0,0,0,0,0,0,0,0,0,0,0,0,0,0,0,0,0,0,0,0,0,0,0,0,0,0,0,0,0,0,0,0,0,0,0,0,0,0,0,0,0,0,0,0,0,0,0]
[106.417,0,0,0,0,0,0,0,0,0,0,0,0,0,0,0,0,0,0,0,0,0,0,0,0,0,0,0,0,0,0,0,0,0,0,0,0,0,0,0,0,0,0,0,0,0,0,0,0,0,0,0,0,0,0,0,0,0,0,0,0,0,0,0,0,0,0,0,0,0,0,0,0,0,0,0,0,0,0,0,0,0,0,0,0,0,0,0,0,0,0,0,0,0,0,0,0,0,0,0,0,0,0,0,0,0,0,0,0]
[107,0,0,0,0,0,0,0,0,0,0,0,0,0,0,0,0,0,0,0,0,0,0,0,0,0,0,0,0,0,0,0,0,0,0,0,0,0,0,0,0,0,0,0,0,0,0,0,0,0,0,0,0,0,0,0,0,0,0,0,0,0,0,0,0,0,0,0,0,0,0,0,0,0,0,0,0,0,0,0,0,0,0,0,0,0,0,0,0,0,0,0,0,0,0,0,0,0,0,0,0,0,0,0,0,0,0,0,0]
[108,0,0,0,0,0,0,0,0,0,0,0,0,0,0,0,0,0,0,0,0,0,0,0,0,0,0,0,0,0,0,0,0,0,0,0,0,0,0,0,0,0,0,0,0,0,0,0,0,0,0,0,0,0,0,0,0,0,0,0,0,0,0,0,0,0,0,0,0,0,0,0,0,0,0,0,0,0,0,0,0,0,0,0,0,0,0,0,0,0,0,0,0,0,0,0,0,0,0,0,0,0,0,0,0,0,0,0,0]
[108.75,0,0,0,0,0,0,0,0,0,0,0,0,0,0,0,0,0,0,0,0,0,0,0,0,0,0,0,0,0,0,0,0,0,0,0,0,0,0,0,0,0,0,0,0,0,0,0,0,0,0,0,0,0,0,0,0,0,0,0,0,0,0,0,0,0,0,0,0,0,0,0,0,0,0,0,0,0,0,0,0,0,0,0,0,0,0,0,0,0,0,0,0,0,0,0,0,0,0,0,0,0,0,0,0,0,0,0,0]
[109.417,0,0,0,0,0,0,0,0,0,0,0,0,0,0,0,0,0,0,0,0,0,0,0,0,0,0,0,0,0,0,0,0,0,0,0,0,0,0,0,0,0,0,0,0,0,0,0,0,0,0,0,0,0,0,0,0,0,0,0,0,0,0,0,0,0,0,0,0,0,0,0,0,0,0,0,0,0,0,0,0,0,0,0,0,0,0,0,0,0,0,0,0,0,0,0,0,0,0,0,0,0,0,0,0,0,0,0,0]
[109.667,0,0,0,0,0,0,0,0,0,0,0,0,0,0,0,0,0,0,0,0,0,0,0,0,0,0,0,0,0,0,0,0,0,0,0,0,0,0,0,0,0,0,0,0,0,0,0,0,0,0,0,0,0,0,0,0,0,0,0,0,0,0,0,0,0,0,0,0,0,0,0,0,0,0,0,0,0,0,0,0,0,0,0,0,0,0,0,0,0,0,0,0,0,0,0,0,0,0,0,0,0,0,0,0,0,0,0,0]
[110.417,0,0,0,0,0,0,0,0,0,0,0,0,0,0,0,0,0,0,0,0,0,0,0,0,0,0,0,0,0,0,0,0,0,0,0,0,0,0,0,0,0,0,0,0,0,0,0,0,0,0,0,0,0,0,0,0,0,0,0,0,0,0,0,0,0,0,0,0,0,0,0,0,0,0,0,0,0,0,0,0,0,0,0,0,0,0,0,0,0,0,0,0,0,0,0,0,0,0,0,0,0,0,0,0,0,0,0,0]
[111.083,0,0,0,0,0,0,0,0,0,0,0,0,0,0,0,0,0,0,0,0,0,0,0,0,0,0,0,0,0,0,0,0,0,0,0,0,0,0,0,0,0,0,0,0,0,0,0,0,0,0,0,0,0,0,0,0,0,0,0,0,0,0,0,0,0,0,0,0,0,0,0,0,0,0,0,0,0,0,0,0,0,0,0,0,0,0,0,0,0,0,0,0,0,0,0,0,0,0,0,0,0,0,0,0,0,0,0,0]
[112,0,0,0,0,0,0,0,0,0,0,0,0,0,0,0,0,0,0,0,0,0,0,0,0,0,0,0,0,0,0,0,0,0,0,0,0,0,0,0,0,0,0,0,0,0,0,0,0,0,0,0,0,0,0,0,0,0,0,0,0,0,0,0,0,0,0,0,0,0,0,0,0,0,0,0,0,0,0,0,0,0,0,0,0,0,0,0,0,0,0,0,0,0,0,0,0,0,0,0,0,0,0,0,0,0,0,0,0]
[112.583,0,0,0,0,0,0,0,0,0,0,0,0,0,0,0,0,0,0,0,0,0,0,0,0,0,0,0,0,0,0,0,0,0,0,0,0,0,0,0,0,0,0,0,0,0,0,0,0,0,0,0,0,0,0,0,0,0,0,0,0,0,0,0,0,0,0,0,0,0,0,0,0,0,0,0,0,0,0,0,0,0,0,0,0,0,0,0,0,0,0,0,0,0,0,0,0,0,0,0,0,0,0,0,0,0,0,0,0]
[113.583,0,0,0,0,0,0,0,0,0,0,0,0,0,0,0,0,0,0,0,0,0,0,0,0,0,0,0,0,0,0,0,0,0,0,0,0,0,0,0,0,0,0,0,0,0,0,0,0,0,0,0,0,0,0,0,0,0,0,0,0,0,0,0,0,0,0,0,0,0,0,0,0,0,0,0,0,0,0,0,0,0,0,0,0,0,0,0,0,0,0,0,0,0,0,0,0,0,0,0,0,0,0,0,0,0,0,0,0]
[114.333,0,0,0,0,0,0,0,0,0,0,0,0,0,0,0,0,0,0,0,0,0,0,0,0,0,0,0,0,0,0,0,0,0,0,0,0,0,0,0,0,0,0,0,0,0,0,0,0,0,0,0,0,0,0,0,0,0,0,0,0,0,0,0,0,0,0,0,0,0,0,0,0,0,0,0,0,0,0,0,0,0,0,0,0,0,0,0,0,0,0,0,0,0,0,0,0,0,0,0,0,0,0,0,0,0,0,0,0]
[115,0,0,0,0,0,0,0,0,0,0,0,0,0,0,0,0,0,0,0,0,0,0,0,0,0,0,0,0,0,0,0,0,0,0,0,0,0,0,0,0,0,0,0,0,0,0,0,0,0,0,0,0,0,0,0,0,0,0,0,0,0,0,0,0,0,0,0,0,0,0,0,0,0,0,0,0,0,0,0,0,0,0,0,0,0,0,0,0,0,0,0,0,0,0,0,0,0,0,0,0,0,0,0,0,0,0,0,0]
[115.25,0,0,0,0,0,0,0,0,0,0,0,0,0,0,0,0,0,0,0,0,0,0,0,0,0,0,0,0,0,0,0,0,0,0,0,0,0,0,0,0,0,0,0,0,0,0,0,0,0,0,0,0,0,0,0,0,0,0,0,0,0,0,0,0,0,0,0,0,0,0,0,0,0,0,0,0,0,0,0,0,0,0,0,0,0,0,0,0,0,0,0,0,0,0,0,0,0,0,0,0,0,0,0,0,0,0,0,0]
[116.5,0,0,0,0,0,0,0,0,0,0,0,0,0,0,0,0,0,0,0,0,0,0,0,0,0,0,0,0,0,0,0,0,0,0,0,0,0,0,0,0,0,0,0,0,0,0,0,0,0,0,0,0,0,0,0,0,0,0,0,0,0,0,0,0,0,0,0,0,0,0,0,0,0,0,0,0,0,0,0,0,0,0,0,0,0,0,0,0,0,0,0,0,0,0,0,0,0,0,0,0,0,0,0,0,0,0,0,0]
[116.833,0,0,0,0,0,0,0,0,0,0,0,0,0,0,0,0,0,0,0,0,0,0,0,0,0,0,0,0,0,0,0,0,0,0,0,0,0,0,0,0,0,0,0,0,0,0,0,0,0,0,0,0,0,0,0,0,0,0,0,0,0,0,0,0,0,0,0,0,0,0,0,0,0,0,0,0,0,0,0,0,0,0,0,0,0,0,0,0,0,0,0,0,0,0,0,0,0,0,0,0,0,0,0,0,0,0,0,0]
[117.583,0,0,0,0,0,0,0,0,0,0,0,0,0,0,0,0,0,0,0,0,0,0,0,0,0,0,0,0,0,0,0,0,0,0,0,0,0,0,0,0,0,0,0,0,0,0,0,0,0,0,0,0,0,0,0,0,0,0,0,0,0,0,0,0,0,0,0,0,0,0,0,0,0,0,0,0,0,0,0,0,0,0,0,0,0,0,0,0,0,0,0,0,0,0,0,0,0,0,0,0,0,0,0,0,0,0,0,0]
[118.167,0,0,0,0,0,0,0,0,0,0,0,0,0,0,0,0,0,0,0,0,0,0,0,0,0,0,0,0,0,0,0,0,0,0,0,0,0,0,0,0,0,0,0,0,0,0,0,0,0,0,0,0,0,0,0,0,0,0,0,0,0,0,0,0,0,0,0,0,0,0,0,0,0,0,0,0,0,0,0,0,0,0,0,0,0,0,0,0,0,0,0,0,0,0,0,0,0,0,0,0,0,0,0,0,0,0,0,0]
[119.167,0,0,0,0,0,0,0,0,0,0,0,0,0,0,0,0,0,0,0,0,0,0,0,0,0,0,0,0,0,0,0,0,0,0,0,0,0,0,0,0,0,0,0,0,0,0,0,0,0,0,0,0,0,0,0,0,0,0,0,0,0,0,0,0,0,0,0,0,0,0,0,0,0,0,0,0,0,0,0,0,0,0,0,0,0,0,0,0,0,0,0,0,0,0,0,0,0,0,0,0,0,0,0,0,0,0,0,0]
[119.667,0,0,0,0,0,0,0,0,0,0,0,0,0,0,0,0,0,0,0,0,0,0,0,0,0,0,0,0,0,0,0,0,0,0,0,0,0,0,0,0,0,0,0,0,0,0,0,0,0,0,0,0,0,0,0,0,0,0,0,0,0,0,0,0,0,0,0,0,0,0,0,0,0,0,0,0,0,0,0,0,0,0,0,0,0,0,0,0,0,0,0,0,0,0,0,0,0,0,0,0,0,0,0,0,0,0,0,0]
[120.083,0,0,0,0,0,0,0,0,0,0,0,0,0,0,0,0,0,0,0,0,0,0,0,0,0,0,0,0,0,0,0,0,0,0,0,0,0,0,0,0,0,0,0,0,0,0,0,0,0,0,0,0,0,0,0,0,0,0,0,0,0,0,0,0,0,0,0,0,0,0,0,0,0,0,0,0,0,0,0,0,0,0,0,0,0,0,0,0,0,0,0,0,0,0,0,0,0,0,0,0,0,0,0,0,0,0,0,0]
[120.833,0,0,0,0,0,0,0,0,0,0,0,0,0,0,0,0,0,0,0,0,0,0,0,0,0,0,0,0,0,0,0,0,0,0,0,0,0,0,0,0,0,0,0,0,0,0,0,0,0,0,0,0,0,0,0,0,0,0,0,0,0,0,0,0,0,0,0,0,0,0,0,0,0,0,0,0,0,0,0,0,0,0,0,0,0,0,0,0,0,0,0,0,0,0,0,0,0,0,0,0,0,0,0,0,0,0,0,0]
[122.083,0,0,0,0,0,0,0,0,0,0,0,0,0,0,0,0,0,0,0,0,0,0,0,0,0,0,0,0,0,0,0,0,0,0,0,0,0,0,0,0,0,0,0,0,0,0,0,0,0,0,0,0,0,0,0,0,0,0,0,0,0,0,0,0,0,0,0,0,0,0,0,0,0,0,0,0,0,0,0,0,0,0,0,0,0,0,0,0,0,0,0,0,0,0,0,0,0,0,0,0,0,0,0,0,0,0,0,0]
[122.417,0,0,0,0,0,0,0,0,0,0,0,0,0,0,0,0,0,0,0,0,0,0,0,0,0,0,0,0,0,0,0,0,0,0,0,0,0,0,0,0,0,0,0,0,0,0,0,0,0,0,0,0,0,0,0,0,0,0,0,0,0,0,0,0,0,0,0,0,0,0,0,0,0,0,0,0,0,0,0,0,0,0,0,0,0,0,0,0,0,0,0,0,0,0,0,0,0,0,0,0,0,0,0,0,0,0,0,0]
[122.833,0,0,0,0,0,0,0,0,0,0,0,0,0,0,0,0,0,0,0,0,0,0,0,0,0,0,0,0,0,0,0,0,0,0,0,0,0,0,0,0,0,0,0,0,0,0,0,0,0,0,0,0,0,0,0,0,0,0,0,0,0,0,0,0,0,0,0,0,0,0,0,0,0,0,0,0,0,0,0,0,0,0,0,0,0,0,0,0,0,0,0,0,0,0,0,0,0,0,0,0,0,0,0,0,0,0,0,0]
[124,0,0,0,0,0,0,0,0,0,0,0,0,0,0,0,0,0,0,0,0,0,0,0,0,0,0,0,0,0,0,0,0,0,0,0,0,0,0,0,0,0,0,0,0,0,0,0,0,0,0,0,0,0,0,0,0,0,0,0,0,0,0,0,0,0,0,0,0,0,0,0,0,0,0,0,0,0,0,0,0,0,0,0,0,0,0,0,0,0,0,0,0,0,0,0,0,0,0,0,0,0,0,0,0,0,0,0,0]
[124.75,0,0,0,0,0,0,0,0,0,0,0,0,0,0,0,0,0,0,0,0,0,0,0,0,0,0,0,0,0,0,0,0,0,0,0,0,0,0,0,0,0,0,0,0,0,0,0,0,0,0,0,0,0,0,0,0,0,0,0,0,0,0,0,0,0,0,0,0,0,0,0,0,0,0,0,0,0,0,0,0,0,0,0,0,0,0,0,0,0,0,0,0,0,0,0,0,0,0,0,0,0,0,0,0,0,0,0,0]
[125.25,0,0,0,0,0,0,0,0,0,0,0,0,0,0,0,0,0,0,0,0,0,0,0,0,0,0,0,0,0,0,0,0,0,0,0,0,0,0,0,0,0,0,0,0,0,0,0,0,0,0,0,0,0,0,0,0,0,0,0,0,0,0,0,0,0,0,0,0,0,0,0,0,0,0,0,0,0,0,0,0,0,0,0,0,0,0,0,0,0,0,0,0,0,0,0,0,0,0,0,0,0,0,0,0,0,0,0,0]
[125.667,0,0,0,0,0,0,0,0,0,0,0,0,0,0,0,0,0,0,0,0,0,0,0,0,0,0,0,0,0,0,0,0,0,0,0,0,0,0,0,0,0,0,0,0,0,0,0,0,0,0,0,0,0,0,0,0,0,0,0,0,0,0,0,0,0,0,0,0,0,0,0,0,0,0,0,0,0,0,0,0,0,0,0,0,0,0,0,0,0,0,0,0,0,0,0,0,0,0,0,0,0,0,0,0,0,0,0,0]
[126.417,0,0,0,0,0,0,0,0,0,0,0,0,0,0,0,0,0,0,0,0,0,0,0,0,0,0,0,0,0,0,0,0,0,0,0,0,0,0,0,0,0,0,0,0,0,0,0,0,0,0,0,0,0,0,0,0,0,0,0,0,0,0,0,0,0,0,0,0,0,0,0,0,0,0,0,0,0,0,0,0,0,0,0,0,0,0,0,0,0,0,0,0,0,0,0,0,0,0,0,0,0,0,0,0,0,0,0,0]
[127.667,0,0,0,0,0,0,0,0,0,0,0,0,0,0,0,0,0,0,0,0,0,0,0,0,0,0,0,0,0,0,0,0,0,0,0,0,0,0,0,0,0,0,0,0,0,0,0,0,0,0,0,0,0,0,0,0,0,0,0,0,0,0,0,0,0,0,0,0,0,0,0,0,0,0,0,0,0,0,0,0,0,0,0,0,0,0,0,0,0,0,0,0,0,0,0,0,0,0,0,0,0,0,0,0,0,0,0,0]
[128,0,0,0,0,0,0,0,0,0,0,0,0,0,0,0,0,0,0,0,0,0,0,0,0,0,0,0,0,0,0,0,0,0,0,0,0,0,0,0,0,0,0,0,0,0,0,0,0,0,0,0,0,0,0,0,0,0,0,0,0,0,0,0,0,0,0,0,0,0,0,0,0,0,0,0,0,0,0,0,0,0,0,0,0,0,0,0,0,0,0,0,0,0,0,0,0,0,0,0,0,0,0,0,0,0,0,0,0]
[128.417,0,0,0,0,0,0,0,0,0,0,0,0,0,0,0,0,0,0,0,0,0,0,0,0,0,0,0,0,0,0,0,0,0,0,0,0,0,0,0,0,0,0,0,0,0,0,0,0,0,0,0,0,0,0,0,0,0,0,0,0,0,0,0,0,0,0,0,0,0,0,0,0,0,0,0,0,0,0,0,0,0,0,0,0,0,0,0,0,0,0,0,0,0,0,0,0,0,0,0,0,0,0,0,0,0,0,0,0]
[129.583,0,0,0,0,0,0,0,0,0,0,0,0,0,0,0,0,0,0,0,0,0,0,0,0,0,0,0,0,0,0,0,0,0,0,0,0,0,0,0,0,0,0,0,0,0,0,0,0,0,0,0,0,0,0,0,0,0,0,0,0,0,0,0,0,0,0,0,0,0,0,0,0,0,0,0,0,0,0,0,0,0,0,0,0,0,0,0,0,0,0,0,0,0,0,0,0,0,0,0,0,0,0,0,0,0,0,0,0]
[130.333,0,0,0,0,0,0,0,0,0,0,0,0,0,0,0,0,0,0,0,0,0,0,0,0,0,0,0,0,0,0,0,0,0,0,0,0,0,0,0,0,0,0,0,0,0,0,0,0,0,0,0,0,0,0,0,0,0,0,0,0,0,0,0,0,0,0,0,0,0,0,0,0,0,0,0,0,0,0,0,0,0,0,0,0,0,0,0,0,0,0,0,0,0,0,0,0,0,0,0,0,0,0,0,0,0,0,0,0]
[130.833,0,0,0,0,0,0,0,0,0,0,0,0,0,0,0,0,0,0,0,0,0,0,0,0,0,0,0,0,0,0,0,0,0,0,0,0,0,0,0,0,0,0,0,0,0,0,0,0,0,0,0,0,0,0,0,0,0,0,0,0,0,0,0,0,0,0,0,0,0,0,0,0,0,0,0,0,0,0,0,0,0,0,0,0,0,0,0,0,0,0,0,0,0,0,0,0,0,0,0,0,0,0,0,0,0,0,0,0]
[131.25,0,0,0,0,0,0,0,0,0,0,0,0,0,0,0,0,0,0,0,0,0,0,0,0,0,0,0,0,0,0,0,0,0,0,0,0,0,0,0,0,0,0,0,0,0,0,0,0,0,0,0,0,0,0,0,0,0,0,0,0,0,0,0,0,0,0,0,0,0,0,0,0,0,0,0,0,0,0,0,0,0,0,0,0,0,0,0,0,0,0,0,0,0,0,0,0,0,0,0,0,0,0,0,0,0,0,0,0]
[132.333,0,0,0,0,0,0,0,0,0,0,0,0,0,0,0,0,0,0,0,0,0,0,0,0,0,0,0,0,0,0,0,0,0,0,0,0,0,0,0,0,0,0,0,0,0,0,0,0,0,0,0,0,0,0,0,0,0,0,0,0,0,0,0,0,0,0,0,0,0,0,0,0,0,0,0,0,0,0,0,0,0,0,0,0,0,0,0,0,0,0,0,0,0,0,0,0,0,0,0,0,0,0,0,0,0,0,0,0]
[132.833,0,0,0,0,0,0,0,0,0,0,0,0,0,0,0,0,0,0,0,0,0,0,0,0,0,0,0,0,0,0,0,0,0,0,0,0,0,0,0,0,0,0,0,0,0,0,0,0,0,0,0,0,0,0,0,0,0,0,0,0,0,0,0,0,0,0,0,0,0,0,0,0,0,0,0,0,0,0,0,0,0,0,0,0,0,0,0,0,0,0,0,0,0,0,0,0,0,0,0,0,0,0,0,0,0,0,0,0]
[133.583,0,0,0,0,0,0,0,0,0,0,0,0,0,0,0,0,0,0,0,0,0,0,0,0,0,0,0,0,0,0,0,0,0,0,0,0,0,0,0,0,0,0,0,0,0,0,0,0,0,0,0,0,0,0,0,0,0,0,0,0,0,0,0,0,0,0,0,0,0,0,0,0,0,0,0,0,0,0,0,0,0,0,0,0,0,0,0,0,0,0,0,0,0,0,0,0,0,0,0,0,0,0,0,0,0,0,0,0]
[134,0,0,0,0,0,0,0,0,0,0,0,0,0,0,0,0,0,0,0,0,0,0,0,0,0,0,0,0,0,0,0,0,0,0,0,0,0,0,0,0,0,0,0,0,0,0,0,0,0,0,0,0,0,0,0,0,0,0,0,0,0,0,0,0,0,0,0,0,0,0,0,0,0,0,0,0,0,0,0,0,0,0,0,0,0,0,0,0,0,0,0,0,0,0,0,0,0,0,0,0,0,0,0,0,0,0,0,0]
[135.167,0,0,0,0,0,0,0,0,0,0,0,0,0,0,0,0,0,0,0,0,0,0,0,0,0,0,0,0,0,0,0,0,0,0,0,0,0,0,0,0,0,0,0,0,0,0,0,0,0,0,0,0,0,0,0,0,0,0,0,0,0,0,0,0,0,0,0,0,0,0,0,0,0,0,0,0,0,0,0,0,0,0,0,0,0,0,0,0,0,0,0,0,0,0,0,0,0,0,0,0,0,0,0,0,0,0,0,0]
[135.5,0,0,0,0,0,0,0,0,0,0,0,0,0,0,0,0,0,0,0,0,0,0,0,0,0,0,0,0,0,0,0,0,0,0,0,0,0,0,0,0,0,0,0,0,0,0,0,0,0,0,0,0,0,0,0,0,0,0,0,0,0,0,0,0,0,0,0,0,0,0,0,0,0,0,0,0,0,0,0,0,0,0,0,0,0,0,0,0,0,0,0,0,0,0,0,0,0,0,0,0,0,0,0,0,0,0,0,0]
[136.75,0,0,0,0,0,0,0,0,0,0,0,0,0,0,0,0,0,0,0,0,0,0,0,0,0,0,0,0,0,0,0,0,0,0,0,0,0,0,0,0,0,0,0,0,0,0,0,0,0,0,0,0,0,0,0,0,0,0,0,0,0,0,0,0,0,0,0,0,0,0,0,0,0,0,0,0,0,0,0,0,0,0,0,0,0,0,0,0,0,0,0,0,0,0,0,0,0,0,0,0,0,0,0,0,0,0,0,0]
[136.833,0,0,0,0,0,0,0,0,0,0,0,0,0,0,0,0,0,0,0,0,0,0,0,0,0,0,0,0,0,0,0,0,0,0,0,0,0,0,0,0,0,0,0,0,0,0,0,0,0,0,0,0,0,0,0,0,0,0,0,0,0,0,0,0,0,0,0,0,0,0,0,0,0,0,0,0,0,0,0,0,0,0,0,0,0,0,0,0,0,0,0,0,0,0,0,0,0,0,0,0,0,0,0,0,0,0,0,0]
[137.917,0,0,0,0,0,0,0,0,0,0,0,0,0,0,0,0,0,0,0,0,0,0,0,0,0,0,0,0,0,0,0,0,0,0,0,0,0,0,0,0,0,0,0,0,0,0,0,0,0,0,0,0,0,0,0,0,0,0,0,0,0,0,0,0,0,0,0,0,0,0,0,0,0,0,0,0,0,0,0,0,0,0,0,0,0,0,0,0,0,0,0,0,0,0,0,0,0,0,0,0,0,0,0,0,0,0,0,0]
[138.417,0,0,0,0,0,0,0,0,0,0,0,0,0,0,0,0,0,0,0,0,0,0,0,0,0,0,0,0,0,0,0,0,0,0,0,0,0,0,0,0,0,0,0,0,0,0,0,0,0,0,0,0,0,0,0,0,0,0,0,0,0,0,0,0,0,0,0,0,0,0,0,0,0,0,0,0,0,0,0,0,0,0,0,0,0,0,0,0,0,0,0,0,0,0,0,0,0,0,0,0,0,0,0,0,0,0,0,0]
[139.083,0,0,0,0,0,0,0,0,0,0,0,0,0,0,0,0,0,0,0,0,0,0,0,0,0,0,0,0,0,0,0,0,0,0,0,0,0,0,0,0,0,0,0,0,0,0,0,0,0,0,0,0,0,0,0,0,0,0,0,0,0,0,0,0,0,0,0,0,0,0,0,0,0,0,0,0,0,0,0,0,0,0,0,0,0,0,0,0,0,0,0,0,0,0,0,0,0,0,0,0,0,0,0,0,0,0,0,0]
[140,0,0,0,0,0,0,0,0,0,0,0,0,0,0,0,0,0,0,0,0,0,0,0,0,0,0,0,0,0,0,0,0,0,0,0,0,0,0,0,0,0,0,0,0,0,0,0,0,0,0,0,0,0,0,0,0,0,0,0,0,0,0,0,0,0,0,0,0,0,0,0,0,0,0,0,0,0,0,0,0,0,0,0,0,0,0,0,0,0,0,0,0,0,0,0,0,0,0,0,0,0,0,0,0,0,0,0,0]
[140.75,0,0,0,0,0,0,0,0,0,0,0,0,0,0,0,0,0,0,0,0,0,0,0,0,0,0,0,0,0,0,0,0,0,0,0,0,0,0,0,0,0,0,0,0,0,0,0,0,0,0,0,0,0,0,0,0,0,0,0,0,0,0,0,0,0,0,0,0,0,0,0,0,0,0,0,0,0,0,0,0,0,0,0,0,0,0,0,0,0,0,0,0,0,0,0,0,0,0,0,0,0,0,0,0,0,0,0,0]
[141.083,0,0,0,0,0,0,0,0,0,0,0,0,0,0,0,0,0,0,0,0,0,0,0,0,0,0,0,0,0,0,0,0,0,0,0,0,0,0,0,0,0,0,0,0,0,0,0,0,0,0,0,0,0,0,0,0,0,0,0,0,0,0,0,0,0,0,0,0,0,0,0,0,0,0,0,0,0,0,0,0,0,0,0,0,0,0,0,0,0,0,0,0,0,0,0,0,0,0,0,0,0,0,0,0,0,0,0,0]
[142.333,0,0,0,0,0,0,0,0,0,0,0,0,0,0,0,0,0,0,0,0,0,0,0,0,0,0,0,0,0,0,0,0,0,0,0,0,0,0,0,0,0,0,0,0,0,0,0,0,0,0,0,0,0,0,0,0,0,0,0,0,0,0,0,0,0,0,0,0,0,0,0,0,0,0,0,0,0,0,0,0,0,0,0,0,0,0,0,0,0,0,0,0,0,0,0,0,0,0,0,0,0,0,0,0,0,0,0,0]
[142.417,0,0,0,0,0,0,0,0,0,0,0,0,0,0,0,0,0,0,0,0,0,0,0,0,0,0,0,0,0,0,0,0,0,0,0,0,0,0,0,0,0,0,0,0,0,0,0,0,0,0,0,0,0,0,0,0,0,0,0,0,0,0,0,0,0,0,0,0,0,0,0,0,0,0,0,0,0,0,0,0,0,0,0,0,0,0,0,0,0,0,0,0,0,0,0,0,0,0,0,0,0,0,0,0,0,0,0,0]
[143.5,0,0,0,0,0,0,0,0,0,0,0,0,0,0,0,0,0,0,0,0,0,0,0,0,0,0,0,0,0,0,0,0,0,0,0,0,0,0,0,0,0,0,0,0,0,0,0,0,0,0,0,0,0,0,0,0,0,0,0,0,0,0,0,0,0,0,0,0,0,0,0,0,0,0,0,0,0,0,0,0,0,0,0,0,0,0,0,0,0,0,0,0,0,0,0,0,0,0,0,0,0,0,0,0,0,0,0,0]
[144,0,0,0,0,0,0,0,0,0,0,0,0,0,0,0,0,0,0,0,0,0,0,0,0,0,0,0,0,0,0,0,0,0,0,0,0,0,0,0,0,0,0,0,0,0,0,0,0,0,0,0,0,0,0,0,0,0,0,0,0,0,0,0,0,0,0,0,0,0,0,0,0,0,0,0,0,0,0,0,0,0,0,0,0,0,0,0,0,0,0,0,0,0,0,0,0,0,0,0,0,0,0,0,0,0,0,0,0]
[144.667,0,0,0,0,0,0,0,0,0,0,0,0,0,0,0,0,0,0,0,0,0,0,0,0,0,0,0,0,0,0,0,0,0,0,0,0,0,0,0,0,0,0,0,0,0,0,0,0,0,0,0,0,0,0,0,0,0,0,0,0,0,0,0,0,0,0,0,0,0,0,0,0,0,0,0,0,0,0,0,0,0,0,0,0,0,0,0,0,0,0,0,0,0,0,0,0,0,0,0,0,0,0,0,0,0,0,0,0]
[145.583,0,0,0,0,0,0,0,0,0,0,0,0,0,0,0,0,0,0,0,0,0,0,0,0,0,0,0,0,0,0,0,0,0,0,0,0,0,0,0,0,0,0,0,0,0,0,0,0,0,0,0,0,0,0,0,0,0,0,0,0,0,0,0,0,0,0,0,0,0,0,0,0,0,0,0,0,0,0,0,0,0,0,0,0,0,0,0,0,0,0,0,0,0,0,0,0,0,0,0,0,0,0,0,0,0,0,0,0]
[146.333,0,0,0,0,0,0,0,0,0,0,0,0,0,0,0,0,0,0,0,0,0,0,0,0,0,0,0,0,0,0,0,0,0,0,0,0,0,0,0,0,0,0,0,0,0,0,0,0,0,0,0,0,0,0,0,0,0,0,0,0,0,0,0,0,0,0,0,0,0,0,0,0,0,0,0,0,0,0,0,0,0,0,0,0,0,0,0,0,0,0,0,0,0,0,0,0,0,0,0,0,0,0,0,0,0,0,0,0]
[146.667,0,0,0,0,0,0,0,0,0,0,0,0,0,0,0,0,0,0,0,0,0,0,0,0,0,0,0,0,0,0,0,0,0,0,0,0,0,0,0,0,0,0,0,0,0,0,0,0,0,0,0,0,0,0,0,0,0,0,0,0,0,0,0,0,0,0,0,0,0,0,0,0,0,0,0,0,0,0,0,0,0,0,0,0,0,0,0,0,0,0,0,0,0,0,0,0,0,0,0,0,0,0,0,0,0,0,0,0]
[147.917,0,0,0,0,0,0,0,0,0,0,0,0,0,0,0,0,0,0,0,0,0,0,0,0,0,0,0,0,0,0,0,0,0,0,0,0,0,0,0,0,0,0,0,0,0,0,0,0,0,0,0,0,0,0,0,0,0,0,0,0,0,0,0,0,0,0,0,0,0,0,0,0,0,0,0,0,0,0,0,0,0,0,0,0,0,0,0,0,0,0,0,0,0,0,0,0,0,0,0,0,0,0,0,0,0,0,0,0]
[148.583,0,0,0,0,0,0,0,0,0,0,0,0,0,0,0,0,0,0,0,0,0,0,0,0,0,0,0,0,0,0,0,0,0,0,0,0,0,0,0,0,0,0,0,0,0,0,0,0,0,0,0,0,0,0,0,0,0,0,0,0,0,0,0,0,0,0,0,0,0,0,0,0,0,0,0,0,0,0,0,0,0,0,0,0,0,0,0,0,0,0,0,0,0,0,0,0,0,0,0,0,0,0,0,0,0,0,0,0]
[148.833,0,0,0,0,0,0,0,0,0,0,0,0,0,0,0,0,0,0,0,0,0,0,0,0,0,0,0,0,0,0,0,0,0,0,0,0,0,0,0,0,0,0,0,0,0,0,0,0,0,0,0,0,0,0,0,0,0,0,0,0,0,0,0,0,0,0,0,0,0,0,0,0,0,0,0,0,0,0,0,0,0,0,0,0,0,0,0,0,0,0,0,0,0,0,0,0,0,0,0,0,0,0,0,0,0,0,0,0]
[149.583,0,0,0,0,0,0,0,0,0,0,0,0,0,0,0,0,0,0,0,0,0,0,0,0,0,0,0,0,0,0,0,0,0,0,0,0,0,0,0,0,0,0,0,0,0,0,0,0,0,0,0,0,0,0,0,0,0,0,0,0,0,0,0,0,0,0,0,0,0,0,0,0,0,0,0,0,0,0,0,0,0,0,0,0,0,0,0,0,0,0,0,0,0,0,0,0,0,0,0,0,0,0,0,0,0,0,0,0]
[150.583,0,0,0,0,0,0,0,0,0,0,0,0,0,0,0,0,0,0,0,0,0,0,0,0,0,0,0,0,0,0,0,0,0,0,0,0,0,0,0,0,0,0,0,0,0,0,0,0,0,0,0,0,0,0,0,0,0,0,0,0,0,0,0,0,0,0,0,0,0,0,0,0,0,0,0,0,0,0,0,0,0,0,0,0,0,0,0,0,0,0,0,0,0,0,0,0,0,0,0,0,0,0,0,0,0,0,0,0]
[151.167,0,0,0,0,0,0,0,0,0,0,0,0,0,0,0,0,0,0,0,0,0,0,0,0,0,0,0,0,0,0,0,0,0,0,0,0,0,0,0,0,0,0,0,0,0,0,0,0,0,0,0,0,0,0,0,0,0,0,0,0,0,0,0,0,0,0,0,0,0,0,0,0,0,0,0,0,0,0,0,0,0,0,0,0,0,0,0,0,0,0,0,0,0,0,0,0,0,0,0,0,0,0,0,0,0,0,0,0]
[151.75,0,0,0,0,0,0,0,0,0,0,0,0,0,0,0,0,0,0,0,0,0,0,0,0,0,0,0,0,0,0,0,0,0,0,0,0,0,0,0,0,0,0,0,0,0,0,0,0,0,0,0,0,0,0,0,0,0,0,0,0,0,0,0,0,0,0,0,0,0,0,0,0,0,0,0,0,0,0,0,0,0,0,0,0,0,0,0,0,0,0,0,0,0,0,0,0,0,0,0,0,0,0,0,0,0,0,0,0]
[152.75,0,0,0,0,0,0,0,0,0,0,0,0,0,0,0,0,0,0,0,0,0,0,0,0,0,0,0,0,0,0,0,0,0,0,0,0,0,0,0,0,0,0,0,0,0,0,0,0,0,0,0,0,0,0,0,0,0,0,0,0,0,0,0,0,0,0,0,0,0,0,0,0,0,0,0,0,0,0,0,0,0,0,0,0,0,0,0,0,0,0,0,0,0,0,0,0,0,0,0,0,0,0,0,0,0,0,0,0]
[153.5,0,0,0,0,0,0,0,0,0,0,0,0,0,0,0,0,0,0,0,0,0,0,0,0,0,0,0,0,0,0,0,0,0,0,0,0,0,0,0,0,0,0,0,0,0,0,0,0,0,0,0,0,0,0,0,0,0,0,0,0,0,0,0,0,0,0,0,0,0,0,0,0,0,0,0,0,0,0,0,0,0,0,0,0,0,0,0,0,0,0,0,0,0,0,0,0,0,0,0,0,0,0,0,0,0,0,0,0]
[154.167,0,0,0,0,0,0,0,0,0,0,0,0,0,0,0,0,0,0,0,0,0,0,0,0,0,0,0,0,0,0,0,0,0,0,0,0,0,0,0,0,0,0,0,0,0,0,0,0,0,0,0,0,0,0,0,0,0,0,0,0,0,0,0,0,0,0,0,0,0,0,0,0,0,0,0,0,0,0,0,0,0,0,0,0,0,0,0,0,0,0,0,0,0,0,0,0,0,0,0,0,0,0,0,0,0,0,0,0]
[154.417,0,0,0,0,0,0,0,0,0,0,0,0,0,0,0,0,0,0,0,0,0,0,0,0,0,0,0,0,0,0,0,0,0,0,0,0,0,0,0,0,0,0,0,0,0,0,0,0,0,0,0,0,0,0,0,0,0,0,0,0,0,0,0,0,0,0,0,0,0,0,0,0,0,0,0,0,0,0,0,0,0,0,0,0,0,0,0,0,0,0,0,0,0,0,0,0,0,0,0,0,0,0,0,0,0,0,0,0]
[155.667,0,0,0,0,0,0,0,0,0,0,0,0,0,0,0,0,0,0,0,0,0,0,0,0,0,0,0,0,0,0,0,0,0,0,0,0,0,0,0,0,0,0,0,0,0,0,0,0,0,0,0,0,0,0,0,0,0,0,0,0,0,0,0,0,0,0,0,0,0,0,0,0,0,0,0,0,0,0,0,0,0,0,0,0,0,0,0,0,0,0,0,0,0,0,0,0,0,0,0,0,0,0,0,0,0,0,0,0]
[156,0,0,0,0,0,0,0,0,0,0,0,0,0,0,0,0,0,0,0,0,0,0,0,0,0,0,0,0,0,0,0,0,0,0,0,0,0,0,0,0,0,0,0,0,0,0,0,0,0,0,0,0,0,0,0,0,0,0,0,0,0,0,0,0,0,0,0,0,0,0,0,0,0,0,0,0,0,0,0,0,0,0,0,0,0,0,0,0,0,0,0,0,0,0,0,0,0,0,0,0,0,0,0,0,0,0,0,0]
[156.75,0,0,0,0,0,0,0,0,0,0,0,0,0,0,0,0,0,0,0,0,0,0,0,0,0,0,0,0,0,0,0,0,0,0,0,0,0,0,0,0,0,0,0,0,0,0,0,0,0,0,0,0,0,0,0,0,0,0,0,0,0,0,0,0,0,0,0,0,0,0,0,0,0,0,0,0,0,0,0,0,0,0,0,0,0,0,0,0,0,0,0,0,0,0,0,0,0,0,0,0,0,0,0,0,0,0,0,0]
[157.333,0,0,0,0,0,0,0,0,0,0,0,0,0,0,0,0,0,0,0,0,0,0,0,0,0,0,0,0,0,0,0,0,0,0,0,0,0,0,0,0,0,0,0,0,0,0,0,0,0,0,0,0,0,0,0,0,0,0,0,0,0,0,0,0,0,0,0,0,0,0,0,0,0,0,0,0,0,0,0,0,0,0,0,0,0,0,0,0,0,0,0,0,0,0,0,0,0,0,0,0,0,0,0,0,0,0,0,0]
[158.333,0,0,0,0,0,0,0,0,0,0,0,0,0,0,0,0,0,0,0,0,0,0,0,0,0,0,0,0,0,0,0,0,0,0,0,0,0,0,0,0,0,0,0,0,0,0,0,0,0,0,0,0,0,0,0,0,0,0,0,0,0,0,0,0,0,0,0,0,0,0,0,0,0,0,0,0,0,0,0,0,0,0,0,0,0,0,0,0,0,0,0,0,0,0,0,0,0,0,0,0,0,0,0,0,0,0,0,0]
[158.833,0,0,0,0,0,0,0,0,0,0,0,0,0,0,0,0,0,0,0,0,0,0,0,0,0,0,0,0,0,0,0,0,0,0,0,0,0,0,0,0,0,0,0,0,0,0,0,0,0,0,0,0,0,0,0,0,0,0,0,0,0,0,0,0,0,0,0,0,0,0,0,0,0,0,0,0,0,0,0,0,0,0,0,0,0,0,0,0,0,0,0,0,0,0,0,0,0,0,0,0,0,0,0,0,0,0,0,0]
[159.25,0,0,0,0,0,0,0,0,0,0,0,0,0,0,0,0,0,0,0,0,0,0,0,0,0,0,0,0,0,0,0,0,0,0,0,0,0,0,0,0,0,0,0,0,0,0,0,0,0,0,0,0,0,0,0,0,0,0,0,0,0,0,0,0,0,0,0,0,0,0,0,0,0,0,0,0,0,0,0,0,0,0,0,0,0,0,0,0,0,0,0,0,0,0,0,0,0,0,0,0,0,0,0,0,0,0,0,0]
[160,0,0,0,0,0,0,0,0,0,0,0,0,0,0,0,0,0,0,0,0,0,0,0,0,0,0,0,0,0,0,0,0,0,0,0,0,0,0,0,0,0,0,0,0,0,0,0,0,0,0,0,0,0,0,0,0,0,0,0,0,0,0,0,0,0,0,0,0,0,0,0,0,0,0,0,0,0,0,0,0,0,0,0,0,0,0,0,0,0,0,0,0,0,0,0,0,0,0,0,0,0,0,0,0,0,0,0,0]
[161.25,0,0,0,0,0,0,0,0,0,0,0,0,0,0,0,0,0,0,0,0,0,0,0,0,0,0,0,0,0,0,0,0,0,0,0,0,0,0,0,0,0,0,0,0,0,0,0,0,0,0,0,0,0,0,0,0,0,0,0,0,0,0,0,0,0,0,0,0,0,0,0,0,0,0,0,0,0,0,0,0,0,0,0,0,0,0,0,0,0,0,0,0,0,0,0,0,0,0,0,0,0,0,0,0,0,0,0,0]
[161.583,0,0,0,0,0,0,0,0,0,0,0,0,0,0,0,0,0,0,0,0,0,0,0,0,0,0,0,0,0,0,0,0,0,0,0,0,0,0,0,0,0,0,0,0,0,0,0,0,0,0,0,0,0,0,0,0,0,0,0,0,0,0,0,0,0,0,0,0,0,0,0,0,0,0,0,0,0,0,0,0,0,0,0,0,0,0,0,0,0,0,0,0,0,0,0,0,0,0,0,0,0,0,0,0,0,0,0,0]
[162.333,0,0,0,0,0,0,0,0,0,0,0,0,0,0,0,0,0,0,0,0,0,0,0,0,0,0,0,0,0,0,0,0,0,0,0,0,0,0,0,0,0,0,0,0,0,0,0,0,0,0,0,0,0,0,0,0,0,0,0,0,0,0,0,0,0,0,0,0,0,0,0,0,0,0,0,0,0,0,0,0,0,0,0,0,0,0,0,0,0,0,0,0,0,0,0,0,0,0,0,0,0,0,0,0,0,0,0,0]
[162.917,0,0,0,0,0,0,0,0,0,0,0,0,0,0,0,0,0,0,0,0,0,0,0,0,0,0,0,0,0,0,0,0,0,0,0,0,0,0,0,0,0,0,0,0,0,0,0,0,0,0,0,0,0,0,0,0,0,0,0,0,0,0,0,0,0,0,0,0,0,0,0,0,0,0,0,0,0,0,0,0,0,0,0,0,0,0,0,0,0,0,0,0,0,0,0,0,0,0,0,0,0,0,0,0,0,0,0,0]
[163.917,0,0,0,0,0,0,0,0,0,0,0,0,0,0,0,0,0,0,0,0,0,0,0,0,0,0,0,0,0,0,0,0,0,0,0,0,0,0,0,0,0,0,0,0,0,0,0,0,0,0,0,0,0,0,0,0,0,0,0,0,0,0,0,0,0,0,0,0,0,0,0,0,0,0,0,0,0,0,0,0,0,0,0,0,0,0,0,0,0,0,0,0,0,0,0,0,0,0,0,0,0,0,0,0,0,0,0,0]
[164.417,0,0,0,0,0,0,0,0,0,0,0,0,0,0,0,0,0,0,0,0,0,0,0,0,0,0,0,0,0,0,0,0,0,0,0,0,0,0,0,0,0,0,0,0,0,0,0,0,0,0,0,0,0,0,0,0,0,0,0,0,0,0,0,0,0,0,0,0,0,0,0,0,0,0,0,0,0,0,0,0,0,0,0,0,0,0,0,0,0,0,0,0,0,0,0,0,0,0,0,0,0,0,0,0,0,0,0,0]
[164.833,0,0,0,0,0,0,0,0,0,0,0,0,0,0,0,0,0,0,0,0,0,0,0,0,0,0,0,0,0,0,0,0,0,0,0,0,0,0,0,0,0,0,0,0,0,0,0,0,0,0,0,0,0,0,0,0,0,0,0,0,0,0,0,0,0,0,0,0,0,0,0,0,0,0,0,0,0,0,0,0,0,0,0,0,0,0,0,0,0,0,0,0,0,0,0,0,0,0,0,0,0,0,0,0,0,0,0,0]
[165.583,0,0,0,0,0,0,0,0,0,0,0,0,0,0,0,0,0,0,0,0,0,0,0,0,0,0,0,0,0,0,0,0,0,0,0,0,0,0,0,0,0,0,0,0,0,0,0,0,0,0,0,0,0,0,0,0,0,0,0,0,0,0,0,0,0,0,0,0,0,0,0,0,0,0,0,0,0,0,0,0,0,0,0,0,0,0,0,0,0,0,0,0,0,0,0,0,0,0,0,0,0,0,0,0,0,0,0,0]
[166.833,0,0,0,0,0,0,0,0,0,0,0,0,0,0,0,0,0,0,0,0,0,0,0,0,0,0,0,0,0,0,0,0,0,0,0,0,0,0,0,0,0,0,0,0,0,0,0,0,0,0,0,0,0,0,0,0,0,0,0,0,0,0,0,0,0,0,0,0,0,0,0,0,0,0,0,0,0,0,0,0,0,0,0,0,0,0,0,0,0,0,0,0,0,0,0,0,0,0,0,0,0,0,0,0,0,0,0,0]
[167.167,0,0,0,0,0,0,0,0,0,0,0,0,0,0,0,0,0,0,0,0,0,0,0,0,0,0,0,0,0,0,0,0,0,0,0,0,0,0,0,0,0,0,0,0,0,0,0,0,0,0,0,0,0,0,0,0,0,0,0,0,0,0,0,0,0,0,0,0,0,0,0,0,0,0,0,0,0,0,0,0,0,0,0,0,0,0,0,0,0,0,0,0,0,0,0,0,0,0,0,0,0,0,0,0,0,0,0,0]
[167.583,0,0,0,0,0,0,0,0,0,0,0,0,0,0,0,0,0,0,0,0,0,0,0,0,0,0,0,0,0,0,0,0,0,0,0,0,0,0,0,0,0,0,0,0,0,0,0,0,0,0,0,0,0,0,0,0,0,0,0,0,0,0,0,0,0,0,0,0,0,0,0,0,0,0,0,0,0,0,0,0,0,0,0,0,0,0,0,0,0,0,0,0,0,0,0,0,0,0,0,0,0,0,0,0,0,0,0,0]
[168.75,0,0,0,0,0,0,0,0,0,0,0,0,0,0,0,0,0,0,0,0,0,0,0,0,0,0,0,0,0,0,0,0,0,0,0,0,0,0,0,0,0,0,0,0,0,0,0,0,0,0,0,0,0,0,0,0,0,0,0,0,0,0,0,0,0,0,0,0,0,0,0,0,0,0,0,0,0,0,0,0,0,0,0,0,0,0,0,0,0,0,0,0,0,0,0,0,0,0,0,0,0,0,0,0,0,0,0,0]
[169.5,0,0,0,0,0,0,0,0,0,0,0,0,0,0,0,0,0,0,0,0,0,0,0,0,0,0,0,0,0,0,0,0,0,0,0,0,0,0,0,0,0,0,0,0,0,0,0,0,0,0,0,0,0,0,0,0,0,0,0,0,0,0,0,0,0,0,0,0,0,0,0,0,0,0,0,0,0,0,0,0,0,0,0,0,0,0,0,0,0,0,0,0,0,0,0,0,0,0,0,0,0,0,0,0,0,0,0,0]
[170,0,0,0,0,0,0,0,0,0,0,0,0,0,0,0,0,0,0,0,0,0,0,0,0,0,0,0,0,0,0,0,0,0,0,0,0,0,0,0,0,0,0,0,0,0,0,0,0,0,0,0,0,0,0,0,0,0,0,0,0,0,0,0,0,0,0,0,0,0,0,0,0,0,0,0,0,0,0,0,0,0,0,0,0,0,0,0,0,0,0,0,0,0,0,0,0,0,0,0,0,0,0,0,0,0,0,0,0]
[170.417,0,0,0,0,0,0,0,0,0,0,0,0,0,0,0,0,0,0,0,0,0,0,0,0,0,0,0,0,0,0,0,0,0,0,0,0,0,0,0,0,0,0,0,0,0,0,0,0,0,0,0,0,0,0,0,0,0,0,0,0,0,0,0,0,0,0,0,0,0,0,0,0,0,0,0,0,0,0,0,0,0,0,0,0,0,0,0,0,0,0,0,0,0,0,0,0,0,0,0,0,0,0,0,0,0,0,0,0]
[171.5,0,0,0,0,0,0,0,0,0,0,0,0,0,0,0,0,0,0,0,0,0,0,0,0,0,0,0,0,0,0,0,0,0,0,0,0,0,0,0,0,0,0,0,0,0,0,0,0,0,0,0,0,0,0,0,0,0,0,0,0,0,0,0,0,0,0,0,0,0,0,0,0,0,0,0,0,0,0,0,0,0,0,0,0,0,0,0,0,0,0,0,0,0,0,0,0,0,0,0,0,0,0,0,0,0,0,0,0]
[172,0,0,0,0,0,0,0,0,0,0,0,0,0,0,0,0,0,0,0,0,0,0,0,0,0,0,0,0,0,0,0,0,0,0,0,0,0,0,0,0,0,0,0,0,0,0,0,0,0,0,0,0,0,0,0,0,0,0,0,0,0,0,0,0,0,0,0,0,0,0,0,0,0,0,0,0,0,0,0,0,0,0,0,0,0,0,0,0,0,0,0,0,0,0,0,0,0,0,0,0,0,0,0,0,0,0,0,0]
[172.75,0,0,0,0,0,0,0,0,0,0,0,0,0,0,0,0,0,0,0,0,0,0,0,0,0,0,0,0,0,0,0,0,0,0,0,0,0,0,0,0,0,0,0,0,0,0,0,0,0,0,0,0,0,0,0,0,0,0,0,0,0,0,0,0,0,0,0,0,0,0,0,0,0,0,0,0,0,0,0,0,0,0,0,0,0,0,0,0,0,0,0,0,0,0,0,0,0,0,0,0,0,0,0,0,0,0,0,0]
[173.167,0,0,0,0,0,0,0,0,0,0,0,0,0,0,0,0,0,0,0,0,0,0,0,0,0,0,0,0,0,0,0,0,0,0,0,0,0,0,0,0,0,0,0,0,0,0,0,0,0,0,0,0,0,0,0,0,0,0,0,0,0,0,0,0,0,0,0,0,0,0,0,0,0,0,0,0,0,0,0,0,0,0,0,0,0,0,0,0,0,0,0,0,0,0,0,0,0,0,0,0,0,0,0,0,0,0,0,0]
[174.333,0,0,0,0,0,0,0,0,0,0,0,0,0,0,0,0,0,0,0,0,0,0,0,0,0,0,0,0,0,0,0,0,0,0,0,0,0,0,0,0,0,0,0,0,0,0,0,0,0,0,0,0,0,0,0,0,0,0,0,0,0,0,0,0,0,0,0,0,0,0,0,0,0,0,0,0,0,0,0,0,0,0,0,0,0,0,0,0,0,0,0,0,0,0,0,0,0,0,0,0,0,0,0,0,0,0,0,0]
[174.667,0,0,0,0,0,0,0,0,0,0,0,0,0,0,0,0,0,0,0,0,0,0,0,0,0,0,0,0,0,0,0,0,0,0,0,0,0,0,0,0,0,0,0,0,0,0,0,0,0,0,0,0,0,0,0,0,0,0,0,0,0,0,0,0,0,0,0,0,0,0,0,0,0,0,0,0,0,0,0,0,0,0,0,0,0,0,0,0,0,0,0,0,0,0,0,0,0,0,0,0,0,0,0,0,0,0,0,0]
[175.917,0,0,0,0,0,0,0,0,0,0,0,0,0,0,0,0,0,0,0,0,0,0,0,0,0,0,0,0,0,0,0,0,0,0,0,0,0,0,0,0,0,0,0,0,0,0,0,0,0,0,0,0,0,0,0,0,0,0,0,0,0,0,0,0,0,0,0,0,0,0,0,0,0,0,0,0,0,0,0,0,0,0,0,0,0,0,0,0,0,0,0,0,0,0,0,0,0,0,0,0,0,0,0,0,0,0,0,0]
[176,0,0,0,0,0,0,0,0,0,0,0,0,0,0,0,0,0,0,0,0,0,0,0,0,0,0,0,0,0,0,0,0,0,0,0,0,0,0,0,0,0,0,0,0,0,0,0,0,0,0,0,0,0,0,0,0,0,0,0,0,0,0,0,0,0,0,0,0,0,0,0,0,0,0,0,0,0,0,0,0,0,0,0,0,0,0,0,0,0,0,0,0,0,0,0,0,0,0,0,0,0,0,0,0,0,0,0,0]
[177.083,0,0,0,0,0,0,0,0,0,0,0,0,0,0,0,0,0,0,0,0,0,0,0,0,0,0,0,0,0,0,0,0,0,0,0,0,0,0,0,0,0,0,0,0,0,0,0,0,0,0,0,0,0,0,0,0,0,0,0,0,0,0,0,0,0,0,0,0,0,0,0,0,0,0,0,0,0,0,0,0,0,0,0,0,0,0,0,0,0,0,0,0,0,0,0,0,0,0,0,0,0,0,0,0,0,0,0,0]
[177.583,0,0,0,0,0,0,0,0,0,0,0,0,0,0,0,0,0,0,0,0,0,0,0,0,0,0,0,0,0,0,0,0,0,0,0,0,0,0,0,0,0,0,0,0,0,0,0,0,0,0,0,0,0,0,0,0,0,0,0,0,0,0,0,0,0,0,0,0,0,0,0,0,0,0,0,0,0,0,0,0,0,0,0,0,0,0,0,0,0,0,0,0,0,0,0,0,0,0,0,0,0,0,0,0,0,0,0,0]
[178.333,0,0,0,0,0,0,0,0,0,0,0,0,0,0,0,0,0,0,0,0,0,0,0,0,0,0,0,0,0,0,0,0,0,0,0,0,0,0,0,0,0,0,0,0,0,0,0,0,0,0,0,0,0,0,0,0,0,0,0,0,0,0,0,0,0,0,0,0,0,0,0,0,0,0,0,0,0,0,0,0,0,0,0,0,0,0,0,0,0,0,0,0,0,0,0,0,0,0,0,0,0,0,0,0,0,0,0,0]
[178.75,0,0,0,0,0,0,0,0,0,0,0,0,0,0,0,0,0,0,0,0,0,0,0,0,0,0,0,0,0,0,0,0,0,0,0,0,0,0,0,0,0,0,0,0,0,0,0,0,0,0,0,0,0,0,0,0,0,0,0,0,0,0,0,0,0,0,0,0,0,0,0,0,0,0,0,0,0,0,0,0,0,0,0,0,0,0,0,0,0,0,0,0,0,0,0,0,0,0,0,0,0,0,0,0,0,0,0,0]
[179.917,0,0,0,0,0,0,0,0,0,0,0,0,0,0,0,0,0,0,0,0,0,0,0,0,0,0,0,0,0,0,0,0,0,0,0,0,0,0,0,0,0,0,0,0,0,0,0,0,0,0,0,0,0,0,0,0,0,0,0,0,0,0,0,0,0,0,0,0,0,0,0,0,0,0,0,0,0,0,0,0,0,0,0,0,0,0,0,0,0,0,0,0,0,0,0,0,0,0,0,0,0,0,0,0,0,0,0,0]
[180.25,0,0,0,0,0,0,0,0,0,0,0,0,0,0,0,0,0,0,0,0,0,0,0,0,0,0,0,0,0,0,0,0,0,0,0,0,0,0,0,0,0,0,0,0,0,0,0,0,0,0,0,0,0,0,0,0,0,0,0,0,0,0,0,0,0,0,0,0,0,0,0,0,0,0,0,0,0,0,0,0,0,0,0,0,0,0,0,0,0,0,0,0,0,0,0,0,0,0,0,0,0,0,0,0,0,0,0,0]
[181.5,0,0,0,0,0,0,0,0,0,0,0,0,0,0,0,0,0,0,0,0,0,0,0,0,0,0,0,0,0,0,0,0,0,0,0,0,0,0,0,0,0,0,0,0,0,0,0,0,0,0,0,0,0,0,0,0,0,0,0,0,0,0,0,0,0,0,0,0,0,0,0,0,0,0,0,0,0,0,0,0,0,0,0,0,0,0,0,0,0,0,0,0,0,0,0,0,0,0,0,0,0,0,0,0,0,0,0,0]
[181.583,0,0,0,0,0,0,0,0,0,0,0,0,0,0,0,0,0,0,0,0,0,0,0,0,0,0,0,0,0,0,0,0,0,0,0,0,0,0,0,0,0,0,0,0,0,0,0,0,0,0,0,0,0,0,0,0,0,0,0,0,0,0,0,0,0,0,0,0,0,0,0,0,0,0,0,0,0,0,0,0,0,0,0,0,0,0,0,0,0,0,0,0,0,0,0,0,0,0,0,0,0,0,0,0,0,0,0,0]
[182.667,0,0,0,0,0,0,0,0,0,0,0,0,0,0,0,0,0,0,0,0,0,0,0,0,0,0,0,0,0,0,0,0,0,0,0,0,0,0,0,0,0,0,0,0,0,0,0,0,0,0,0,0,0,0,0,0,0,0,0,0,0,0,0,0,0,0,0,0,0,0,0,0,0,0,0,0,0,0,0,0,0,0,0,0,0,0,0,0,0,0,0,0,0,0,0,0,0,0,0,0,0,0,0,0,0,0,0,0]
[183.167,0,0,0,0,0,0,0,0,0,0,0,0,0,0,0,0,0,0,0,0,0,0,0,0,0,0,0,0,0,0,0,0,0,0,0,0,0,0,0,0,0,0,0,0,0,0,0,0,0,0,0,0,0,0,0,0,0,0,0,0,0,0,0,0,0,0,0,0,0,0,0,0,0,0,0,0,0,0,0,0,0,0,0,0,0,0,0,0,0,0,0,0,0,0,0,0,0,0,0,0,0,0,0,0,0,0,0,0]
[184.167,0,0,0,0,0,0,0,0,0,0,0,0,0,0,0,0,0,0,0,0,0,0,0,0,0,0,0,0,0,0,0,0,0,0,0,0,0,0,0,0,0,0,0,0,0,0,0,0,0,0,0,0,0,0,0,0,0,0,0,0,0,0,0,0,0,0,0,0,0,0,0,0,0,0,0,0,0,0,0,0,0,0,0,0,0,0,0,0,0,0,0,0,0,0,0,0,0,0,0,0,0,0,0,0,0,0,0,0]
[184.75,0,0,0,0,0,0,0,0,0,0,0,0,0,0,0,0,0,0,0,0,0,0,0,0,0,0,0,0,0,0,0,0,0,0,0,0,0,0,0,0,0,0,0,0,0,0,0,0,0,0,0,0,0,0,0,0,0,0,0,0,0,0,0,0,0,0,0,0,0,0,0,0,0,0,0,0,0,0,0,0,0,0,0,0,0,0,0,0,0,0,0,0,0,0,0,0,0,0,0,0,0,0,0,0,0,0,0,0]
[185.5,0,0,0,0,0,0,0,0,0,0,0,0,0,0,0,0,0,0,0,0,0,0,0,0,0,0,0,0,0,0,0,0,0,0,0,0,0,0,0,0,0,0,0,0,0,0,0,0,0,0,0,0,0,0,0,0,0,0,0,0,0,0,0,0,0,0,0,0,0,0,0,0,0,0,0,0,0,0,0,0,0,0,0,0,0,0,0,0,0,0,0,0,0,0,0,0,0,0,0,0,0,0,0,0,0,0,0,0]
[185.833,0,0,0,0,0,0,0,0,0,0,0,0,0,0,0,0,0,0,0,0,0,0,0,0,0,0,0,0,0,0,0,0,0,0,0,0,0,0,0,0,0,0,0,0,0,0,0,0,0,0,0,0,0,0,0,0,0,0,0,0,0,0,0,0,0,0,0,0,0,0,0,0,0,0,0,0,0,0,0,0,0,0,0,0,0,0,0,0,0,0,0,0,0,0,0,0,0,0,0,0,0,0,0,0,0,0,0,0]
[187.083,0,0,0,0,0,0,0,0,0,0,0,0,0,0,0,0,0,0,0,0,0,0,0,0,0,0,0,0,0,0,0,0,0,0,0,0,0,0,0,0,0,0,0,0,0,0,0,0,0,0,0,0,0,0,0,0,0,0,0,0,0,0,0,0,0,0,0,0,0,0,0,0,0,0,0,0,0,0,0,0,0,0,0,0,0,0,0,0,0,0,0,0,0,0,0,0,0,0,0,0,0,0,0,0,0,0,0,0]
[187.333,0,0,0,0,0,0,0,0,0,0,0,0,0,0,0,0,0,0,0,0,0,0,0,0,0,0,0,0,0,0,0,0,0,0,0,0,0,0,0,0,0,0,0,0,0,0,0,0,0,0,0,0,0,0,0,0,0,0,0,0,0,0,0,0,0,0,0,0,0,0,0,0,0,0,0,0,0,0,0,0,0,0,0,0,0,0,0,0,0,0,0,0,0,0,0,0,0,0,0,0,0,0,0,0,0,0,0,0]
[188,0,0,0,0,0,0,0,0,0,0,0,0,0,0,0,0,0,0,0,0,0,0,0,0,0,0,0,0,0,0,0,0,0,0,0,0,0,0,0,0,0,0,0,0,0,0,0,0,0,0,0,0,0,0,0,0,0,0,0,0,0,0,0,0,0,0,0,0,0,0,0,0,0,0,0,0,0,0,0,0,0,0,0,0,0,0,0,0,0,0,0,0,0,0,0,0,0,0,0,0,0,0,0,0,0,0,0,0]
[188.75,0,0,0,0,0,0,0,0,0,0,0,0,0,0,0,0,0,0,0,0,0,0,0,0,0,0,0,0,0,0,0,0,0,0,0,0,0,0,0,0,0,0,0,0,0,0,0,0,0,0,0,0,0,0,0,0,0,0,0,0,0,0,0,0,0,0,0,0,0,0,0,0,0,0,0,0,0,0,0,0,0,0,0,0,0,0,0,0,0,0,0,0,0,0,0,0,0,0,0,0,0,0,0,0,0,0,0,0]
[189.75,0,0,0,0,0,0,0,0,0,0,0,0,0,0,0,0,0,0,0,0,0,0,0,0,0,0,0,0,0,0,0,0,0,0,0,0,0,0,0,0,0,0,0,0,0,0,0,0,0,0,0,0,0,0,0,0,0,0,0,0,0,0,0,0,0,0,0,0,0,0,0,0,0,0,0,0,0,0,0,0,0,0,0,0,0,0,0,0,0,0,0,0,0,0,0,0,0,0,0,0,0,0,0,0,0,0,0,0]
[190.333,0,0,0,0,0,0,0,0,0,0,0,0,0,0,0,0,0,0,0,0,0,0,0,0,0,0,0,0,0,0,0,0,0,0,0,0,0,0,0,0,0,0,0,0,0,0,0,0,0,0,0,0,0,0,0,0,0,0,0,0,0,0,0,0,0,0,0,0,0,0,0,0,0,0,0,0,0,0,0,0,0,0,0,0,0,0,0,0,0,0,0,0,0,0,0,0,0,0,0,0,0,0,0,0,0,0,0,0]
[191.25,0,0,0,0,0,0,0,0,0,0,0,0,0,0,0,0,0,0,0,0,0,0,0,0,0,0,0,0,0,0,0,0,0,0,0,0,0,0,0,0,0,0,0,0,0,0,0,0,0,0,0,0,0,0,0,0,0,0,0,0,0,0,0,0,0,0,0,0,0,0,0,0,0,0,0,0,0,0,0,0,0,0,0,0,0,0,0,0,0,0,0,0,0,0,0,0,0,0,0,0,0,0,0,0,0,0,0,0]
[191.917,0,0,0,0,0,0,0,0,0,0,0,0,0,0,0,0,0,0,0,0,0,0,0,0,0,0,0,0,0,0,0,0,0,0,0,0,0,0,0,0,0,0,0,0,0,0,0,0,0,0,0,0,0,0,0,0,0,0,0,0,0,0,0,0,0,0,0,0,0,0,0,0,0,0,0,0,0,0,0,0,0,0,0,0,0,0,0,0,0,0,0,0,0,0,0,0,0,0,0,0,0,0,0,0,0,0,0,0]
[192.667,0,0,0,0,0,0,0,0,0,0,0,0,0,0,0,0,0,0,0,0,0,0,0,0,0,0,0,0,0,0,0,0,0,0,0,0,0,0,0,0,0,0,0,0,0,0,0,0,0,0,0,0,0,0,0,0,0,0,0,0,0,0,0,0,0,0,0,0,0,0,0,0,0,0,0,0,0,0,0,0,0,0,0,0,0,0,0,0,0,0,0,0,0,0,0,0,0,0,0,0,0,0,0,0,0,0,0,0]
[192.917,0,0,0,0,0,0,0,0,0,0,0,0,0,0,0,0,0,0,0,0,0,0,0,0,0,0,0,0,0,0,0,0,0,0,0,0,0,0,0,0,0,0,0,0,0,0,0,0,0,0,0,0,0,0,0,0,0,0,0,0,0,0,0,0,0,0,0,0,0,0,0,0,0,0,0,0,0,0,0,0,0,0,0,0,0,0,0,0,0,0,0,0,0,0,0,0,0,0,0,0,0,0,0,0,0,0,0,0]
[193.583,0,0,0,0,0,0,0,0,0,0,0,0,0,0,0,0,0,0,0,0,0,0,0,0,0,0,0,0,0,0,0,0,0,0,0,0,0,0,0,0,0,0,0,0,0,0,0,0,0,0,0,0,0,0,0,0,0,0,0,0,0,0,0,0,0,0,0,0,0,0,0,0,0,0,0,0,0,0,0,0,0,0,0,0,0,0,0,0,0,0,0,0,0,0,0,0,0,0,0,0,0,0,0,0,0,0,0,0]
[194.417,0,0,0,0,0,0,0,0,0,0,0,0,0,0,0,0,0,0,0,0,0,0,0,0,0,0,0,0,0,0,0,0,0,0,0,0,0,0,0,0,0,0,0,0,0,0,0,0,0,0,0,0,0,0,0,0,0,0,0,0,0,0,0,0,0,0,0,0,0,0,0,0,0,0,0,0,0,0,0,0,0,0,0,0,0,0,0,0,0,0,0,0,0,0,0,0,0,0,0,0,0,0,0,0,0,0,0,0]
[194.917,0,0,0,0,0,0,0,0,0,0,0,0,0,0,0,0,0,0,0,0,0,0,0,0,0,0,0,0,0,0,0,0,0,0,0,0,0,0,0,0,0,0,0,0,0,0,0,0,0,0,0,0,0,0,0,0,0,0,0,0,0,0,0,0,0,0,0,0,0,0,0,0,0,0,0,0,0,0,0,0,0,0,0,0,0,0,0,0,0,0,0,0,0,0,0,0,0,0,0,0,0,0,0,0,0,0,0,0]
[195,0,0,0,0,0,0,0,0,0,0,0,0,0,0,0,0,0,0,0,0,0,0,0,0,0,0,0,0,0,0,0,0,0,0,0,0,0,0,0,0,0,0,0,0,0,0,0,0,0,0,0,0,0,0,0,0,0,0,0,0,0,0,0,0,0,0,0,0,0,0,0,0,0,0,0,0,0,0,0,0,0,0,0,0,0,0,0,0,0,0,0,0,0,0,0,0,0,0,0,0,0,0,0,0,0,0,0,0]
[195.083,0,0,0,0,0,0,0,0,0,0,0,0,0,0,0,0,0,0,0,0,0,0,0,0,0,0,0,0,0,0,0,0,0,0,0,0,0,0,0,0,0,0,0,0,0,0,0,0,0,0,0,0,0,0,0,0,0,0,0,0,0,0,0,0,0,0,0,0,0,0,0,0,0,0,0,0,0,0,0,0,0,0,0,0,0,0,0,0,0,0,0,0,0,0,0,0,0,0,0,0,0,0,0,0,0,0,0,0]
[195.167,0,0,0,0,0,0,0,0,0,0,0,0,0,0,0,0,0,0,0,0,0,0,0,0,0,0,0,0,0,0,0,0,0,0,0,0,0,0,0,0,0,0,0,0,0,0,0,0,0,0,0,0,0,0,0,0,0,0,0,0,0,0,0,0,0,0,0,0,0,0,0,0,0,0,0,0,0,0,0,0,0,0,0,0,0,0,0,0,0,0,0,0,0,0,0,0,0,0,0,0,0,0,0,0,0,0,0,0]
[195.25,0,0,0,0,0,0,0,0,0,0,0,0,0,0,0,0,0,0,0,0,0,0,0,0,0,0,0,0,0,0,0,0,0,0,0,0,0,0,0,0,0,0,0,0,0,0,0,0,0,0,0,0,0,0,0,0,0,0,0,0,0,0,0,0,0,0,0,0,0,0,0,0,0,0,0,0,0,0,0,0,0,0,0,0,0,0,0,0,0,0,0,0,0,0,0,0,0,0,0,0,0,0,0,0,0,0,0,0]
[195.333,0,0,0,0,0,0,0,0,0,0,0,0,0,0,0,0,0,0,0,0,0,0,0,0,0,0,0,0,0,0,0,0,0,0,0,0,0,0,0,0,0,0,0,0,0,0,0,0,0,0,0,0,0,0,0,0,0,0,0,0,0,0,0,0,0,0,0,0,0,0,0,0,0,0,0,0,0,0,0,0,0,0,0,0,0,0,0,0,0,0,0,0,0,0,0,0,0,0,0,0,0,0,0,0,0,0,0,0]
[195.417,0,0,0,0,0,0,0,0,0,0,0,0,0,0,0,0,0,0,0,0,0,0,0,0,0,0,0,0,0,0,0,0,0,0,0,0,0,0,0,0,0,0,0,0,0,0,0,0,0,0,0,0,0,0,0,0,0,0,0,0,0,0,0,0,0,0,0,0,0,0,0,0,0,0,0,0,0,0,0,0,0,0,0,0,0,0,0,0,0,0,0,0,0,0,0,0,0,0,0,0,0,0,0,0,0,0,0,0]
[195.5,0,0,0,0,0,0,0,0,0,0,0,0,0,0,0,0,0,0,0,0,0,0,0,0,0,0,0,0,0,0,0,0,0,0,0,0,0,0,0,0,0,0,0,0,0,0,0,0,0,0,0,0,0,0,0,0,0,0,0,0,0,0,0,0,0,0,0,0,0,0,0,0,0,0,0,0,0,0,0,0,0,0,0,0,0,0,0,0,0,0,0,0,0,0,0,0,0,0,0,0,0,0,0,0,0,0,0,0]
[195.583,0,0,0,0,0,0,0,0,0,0,0,0,0,0,0,0,0,0,0,0,0,0,0,0,0,0,0,0,0,0,0,0,0,0,0,0,0,0,0,0,0,0,0,0,0,0,0,0,0,0,0,0,0,0,0,0,0,0,0,0,0,0,0,0,0,0,0,0,0,0,0,0,0,0,0,0,0,0,0,0,0,0,0,0,0,0,0,0,0,0,0,0,0,0,0,0,0,0,0,0,0,0,0,0,0,0,0,0]
[195.667,0,0,0,0,0,0,0,0,0,0,0,0,0,0,0,0,0,0,0,0,0,0,0,0,0,0,0,0,0,0,0,0,0,0,0,0,0,0,0,0,0,0,0,0,0,0,0,0,0,0,0,0,0,0,0,0,0,0,0,0,0,0,0,0,0,0,0,0,0,0,0,0,0,0,0,0,0,0,0,0,0,0,0,0,0,0,0,0,0,0,0,0,0,0,0,0,0,0,0,0,0,0,0,0,0,0,0,0]
[195.75,0,0,0,0,0,0,0,0,0,0,0,0,0,0,0,0,0,0,0,0,0,0,0,0,0,0,0,0,0,0,0,0,0,0,0,0,0,0,0,0,0,0,0,0,0,0,0,0,0,0,0,0,0,0,0,0,0,0,0,0,0,0,0,0,0,0,0,0,0,0,0,0,0,0,0,0,0,0,0,0,0,0,0,0,0,0,0,0,0,0,0,0,0,0,0,0,0,0,0,0,0,0,0,0,0,0,0,0]
[195.833,0,0,0,0,0,0,0,0,0,0,0,0,0,0,0,0,0,0,0,0,0,0,0,0,0,0,0,0,0,0,0,0,0,0,0,0,0,0,0,0,0,0,0,0,0,0,0,0,0,0,0,0,0,0,0,0,0,0,0,0,0,0,0,0,0,0,0,0,0,0,0,0,0,0,0,0,0,0,0,0,0,0,0,0,0,0,0,0,0,0,0,0,0,0,0,0,0,0,0,0,0,0,0,0,0,0,0,0]
[195.917,0,0,0,0,0,0,0,0,0,0,0,0,0,0,0,0,0,0,0,0,0,0,0,0,0,0,0,0,0,0,0,0,0,0,0,0,0,0,0,0,0,0,0,0,0,0,0,0,0,0,0,0,0,0,0,0,0,0,0,0,0,0,0,0,0,0,0,0,0,0,0,0,0,0,0,0,0,0,0,0,0,0,0,0,0,0,0,0,0,0,0,0,0,0,0,0,0,0,0,0,0,0,0,0,0,0,0,0]
[196,0,0,0,0,0,0,0,0,0,0,0,0,0,0,0,0,0,0,0,0,0,0,0,0,0,0,0,0,0,0,0,0,0,0,0,0,0,0,0,0,0,0,0,0,0,0,0,0,0,0,0,0,0,0,0,0,0,0,0,0,0,0,0,0,0,0,0,0,0,0,0,0,0,0,0,0,0,0,0,0,0,0,0,0,0,0,0,0,0,0,0,0,0,0,0,0,0,0,0,0,0,0,0,0,0,0,0,0]
[196.083,0,0,0,0,0,0,0,0,0,0,0,0,0,0,0,0,0,0,0,0,0,0,0,0,0,0,0,0,0,0,0,0,0,0,0,0,0,0,0,0,0,0,0,0,0,0,0,0,0,0,0,0,0,0,0,0,0,0,0,0,0,0,0,0,0,0,0,0,0,0,0,0,0,0,0,0,0,0,0,0,0,0,0,0,0,0,0,0,0,0,0,0,0,0,0,0,0,0,0,0,0,0,0,0,0,0,0,0]
[196.167,0,0,0,0,0,0,0,0,0,0,0,0,0,0,0,0,0,0,0,0,0,0,0,0,0,0,0,0,0,0,0,0,0,0,0,0,0,0,0,0,0,0,0,0,0,0,0,0,0,0,0,0,0,0,0,0,0,0,0,0,0,0,0,0,0,0,0,0,0,0,0,0,0,0,0,0,0,0,0,0,0,0,0,0,0,0,0,0,0,0,0,0,0,0,0,0,0,0,0,0,0,0,0,0,0,0,0,0]
[196.25,0,0,0,0,0,0,0,0,0,0,0,0,0,0,0,0,0,0,0,0,0,0,0,0,0,0,0,0,0,0,0,0,0,0,0,0,0,0,0,0,0,0,0,0,0,0,0,0,0,0,0,0,0,0,0,0,0,0,0,0,0,0,0,0,0,0,0,0,0,0,0,0,0,0,0,0,0,0,0,0,0,0,0,0,0,0,0,0,0,0,0,0,0,0,0,0,0,0,0,0,0,0,0,0,0,0,0,0]
[196.333,0,0,0,0,0,0,0,0,0,0,0,0,0,0,0,0,0,0,0,0,0,0,0,0,0,0,0,0,0,0,0,0,0,0,0,0,0,0,0,0,0,0,0,0,0,0,0,0,0,0,0,0,0,0,0,0,0,0,0,0,0,0,0,0,0,0,0,0,0,0,0,0,0,0,0,0,0,0,0,0,0,0,0,0,0,0,0,0,0,0,0,0,0,0,0,0,0,0,0,0,0,0,0,0,0,0,0,0]
[196.417,0,0,0,0,0,0,0,0,0,0,0,0,0,0,0,0,0,0,0,0,0,0,0,0,0,0,0,0,0,0,0,0,0,0,0,0,0,0,0,0,0,0,0,0,0,0,0,0,0,0,0,0,0,0,0,0,0,0,0,0,0,0,0,0,0,0,0,0,0,0,0,0,0,0,0,0,0,0,0,0,0,0,0,0,0,0,0,0,0,0,0,0,0,0,0,0,0,0,0,0,0,0,0,0,0,0,0,0]
[196.5,0,0,0,0,0,0,0,0,0,0,0,0,0,0,0,0,0,0,0,0,0,0,0,0,0,0,0,0,0,0,0,0,0,0,0,0,0,0,0,0,0,0,0,0,0,0,0,0,0,0,0,0,0,0,0,0,0,0,0,0,0,0,0,0,0,0,0,0,0,0,0,0,0,0,0,0,0,0,0,0,0,0,0,0,0,0,0,0,0,0,0,0,0,0,0,0,0,0,0,0,0,0,0,0,0,0,0,0]
[196.583,0,0,0,0,0,0,0,0,0,0,0,0,0,0,0,0,0,0,0,0,0,0,0,0,0,0,0,0,0,0,0,0,0,0,0,0,0,0,0,0,0,0,0,0,0,0,0,0,0,0,0,0,0,0,0,0,0,0,0,0,0,0,0,0,0,0,0,0,0,0,0,0,0,0,0,0,0,0,0,0,0,0,0,0,0,0,0,0,0,0,0,0,0,0,0,0,0,0,0,0,0,0,0,0,0,0,0,0]
[196.667,0,0,0,0,0,0,0,0,0,0,0,0,0,0,0,0,0,0,0,0,0,0,0,0,0,0,0,0,0,0,0,0,0,0,0,0,0,0,0,0,0,0,0,0,0,0,0,0,0,0,0,0,0,0,0,0,0,0,0,0,0,0,0,0,0,0,0,0,0,0,0,0,0,0,0,0,0,0,0,0,0,0,0,0,0,0,0,0,0,0,0,0,0,0,0,0,0,0,0,0,0,0,0,0,0,0,0,0]
[196.75,0,0,0,0,0,0,0,0,0,0,0,0,0,0,0,0,0,0,0,0,0,0,0,0,0,0,0,0,0,0,0,0,0,0,0,0,0,0,0,0,0,0,0,0,0,0,0,0,0,0,0,0,0,0,0,0,0,0,0,0,0,0,0,0,0,0,0,0,0,0,0,0,0,0,0,0,0,0,0,0,0,0,0,0,0,0,0,0,0,0,0,0,0,0,0,0,0,0,0,0,0,0,0,0,0,0,0,0]
[196.833,0,0,0,0,0,0,0,0,0,0,0,0,0,0,0,0,0,0,0,0,0,0,0,0,0,0,0,0,0,0,0,0,0,0,0,0,0,0,0,0,0,0,0,0,0,0,0,0,0,0,0,0,0,0,0,0,0,0,0,0,0,0,0,0,0,0,0,0,0,0,0,0,0,0,0,0,0,0,0,0,0,0,0,0,0,0,0,0,0,0,0,0,0,0,0,0,0,0,0,0,0,0,0,0,0,0,0,0]
[196.917,0,0,0,0,0,0,0,0,0,0,0,0,0,0,0,0,0,0,0,0,0,0,0,0,0,0,0,0,0,0,0,0,0,0,0,0,0,0,0,0,0,0,0,0,0,0,0,0,0,0,0,0,0,0,0,0,0,0,0,0,0,0,0,0,0,0,0,0,0,0,0,0,0,0,0,0,0,0,0,0,0,0,0,0,0,0,0,0,0,0,0,0,0,0,0,0,0,0,0,0,0,0,0,0,0,0,0,0]
[197,0,0,0,0,0,0,0,0,0,0,0,0,0,0,0,0,0,0,0,0,0,0,0,0,0,0,0,0,0,0,0,0,0,0,0,0,0,0,0,0,0,0,0,0,0,0,0,0,0,0,0,0,0,0,0,0,0,0,0,0,0,0,0,0,0,0,0,0,0,0,0,0,0,0,0,0,0,0,0,0,0,0,0,0,0,0,0,0,0,0,0,0,0,0,0,0,0,0,0,0,0,0,0,0,0,0,0,0]
[197.083,0,0,0,0,0,0,0,0,0,0,0,0,0,0,0,0,0,0,0,0,0,0,0,0,0,0,0,0,0,0,0,0,0,0,0,0,0,0,0,0,0,0,0,0,0,0,0,0,0,0,0,0,0,0,0,0,0,0,0,0,0,0,0,0,0,0,0,0,0,0,0,0,0,0,0,0,0,0,0,0,0,0,0,0,0,0,0,0,0,0,0,0,0,0,0,0,0,0,0,0,0,0,0,0,0,0,0,0]
[197.167,0,0,0,0,0,0,0,0,0,0,0,0,0,0,0,0,0,0,0,0,0,0,0,0,0,0,0,0,0,0,0,0,0,0,0,0,0,0,0,0,0,0,0,0,0,0,0,0,0,0,0,0,0,0,0,0,0,0,0,0,0,0,0,0,0,0,0,0,0,0,0,0,0,0,0,0,0,0,0,0,0,0,0,0,0,0,0,0,0,0,0,0,0,0,0,0,0,0,0,0,0,0,0,0,0,0,0,0]
[197.25,0,0,0,0,0,0,0,0,0,0,0,0,0,0,0,0,0,0,0,0,0,0,0,0,0,0,0,0,0,0,0,0,0,0,0,0,0,0,0,0,0,0,0,0,0,0,0,0,0,0,0,0,0,0,0,0,0,0,0,0,0,0,0,0,0,0,0,0,0,0,0,0,0,0,0,0,0,0,0,0,0,0,0,0,0,0,0,0,0,0,0,0,0,0,0,0,0,0,0,0,0,0,0,0,0,0,0,0]
[197.333,0,0,0,0,0,0,0,0,0,0,0,0,0,0,0,0,0,0,0,0,0,0,0,0,0,0,0,0,0,0,0,0,0,0,0,0,0,0,0,0,0,0,0,0,0,0,0,0,0,0,0,0,0,0,0,0,0,0,0,0,0,0,0,0,0,0,0,0,0,0,0,0,0,0,0,0,0,0,0,0,0,0,0,0,0,0,0,0,0,0,0,0,0,0,0,0,0,0,0,0,0,0,0,0,0,0,0,0]
[197.417,0,0,0,0,0,0,0,0,0,0,0,0,0,0,0,0,0,0,0,0,0,0,0,0,0,0,0,0,0,0,0,0,0,0,0,0,0,0,0,0,0,0,0,0,0,0,0,0,0,0,0,0,0,0,0,0,0,0,0,0,0,0,0,0,0,0,0,0,0,0,0,0,0,0,0,0,0,0,0,0,0,0,0,0,0,0,0,0,0,0,0,0,0,0,0,0,0,0,0,0,0,0,0,0,0,0,0,0]
[197.5,0,0,0,0,0,0,0,0,0,0,0,0,0,0,0,0,0,0,0,0,0,0,0,0,0,0,0,0,0,0,0,0,0,0,0,0,0,0,0,0,0,0,0,0,0,0,0,0,0,0,0,0,0,0,0,0,0,0,0,0,0,0,0,0,0,0,0,0,0,0,0,0,0,0,0,0,0,0,0,0,0,0,0,0,0,0,0,0,0,0,0,0,0,0,0,0,0,0,0,0,0,0,0,0,0,0,0,0]
[197.583,0,0,0,0,0,0,0,0,0,0,0,0,0,0,0,0,0,0,0,0,0,0,0,0,0,0,0,0,0,0,0,0,0,0,0,0,0,0,0,0,0,0,0,0,0,0,0,0,0,0,0,0,0,0,0,0,0,0,0,0,0,0,0,0,0,0,0,0,0,0,0,0,0,0,0,0,0,0,0,0,0,0,0,0,0,0,0,0,0,0,0,0,0,0,0,0,0,0,0,0,0,0,0,0,0,0,0,0]
[197.667,0,0,0,0,0,0,0,0,0,0,0,0,0,0,0,0,0,0,0,0,0,0,0,0,0,0,0,0,0,0,0,0,0,0,0,0,0,0,0,0,0,0,0,0,0,0,0,0,0,0,0,0,0,0,0,0,0,0,0,0,0,0,0,0,0,0,0,0,0,0,0,0,0,0,0,0,0,0,0,0,0,0,0,0,0,0,0,0,0,0,0,0,0,0,0,0,0,0,0,0,0,0,0,0,0,0,0,0]
[197.75,0,0,0,0,0,0,0,0,0,0,0,0,0,0,0,0,0,0,0,0,0,0,0,0,0,0,0,0,0,0,0,0,0,0,0,0,0,0,0,0,0,0,0,0,0,0,0,0,0,0,0,0,0,0,0,0,0,0,0,0,0,0,0,0,0,0,0,0,0,0,0,0,0,0,0,0,0,0,0,0,0,0,0,0,0,0,0,0,0,0,0,0,0,0,0,0,0,0,0,0,0,0,0,0,0,0,0,0]
[197.833,0,0,0,0,0,0,0,0,0,0,0,0,0,0,0,0,0,0,0,0,0,0,0,0,0,0,0,0,0,0,0,0,0,0,0,0,0,0,0,0,0,0,0,0,0,0,0,0,0,0,0,0,0,0,0,0,0,0,0,0,0,0,0,0,0,0,0,0,0,0,0,0,0,0,0,0,0,0,0,0,0,0,0,0,0,0,0,0,0,0,0,0,0,0,0,0,0,0,0,0,0,0,0,0,0,0,0,0]
[197.917,0,0,0,0,0,0,0,0,0,0,0,0,0,0,0,0,0,0,0,0,0,0,0,0,0,0,0,0,0,0,0,0,0,0,0,0,0,0,0,0,0,0,0,0,0,0,0,0,0,0,0,0,0,0,0,0,0,0,0,0,0,0,0,0,0,0,0,0,0,0,0,0,0,0,0,0,0,0,0,0,0,0,0,0,0,0,0,0,0,0,0,0,0,0,0,0,0,0,0,0,0,0,0,0,0,0,0,0]
[198,0,0,0,0,0,0,0,0,0,0,0,0,0,0,0,0,0,0,0,0,0,0,0,0,0,0,0,0,0,0,0,0,0,0,0,0,0,0,0,0,0,0,0,0,0,0,0,0,0,0,0,0,0,0,0,0,0,0,0,0,0,0,0,0,0,0,0,0,0,0,0,0,0,0,0,0,0,0,0,0,0,0,0,0,0,0,0,0,0,0,0,0,0,0,0,0,0,0,0,0,0,0,0,0,0,0,0,0]
[198.083,0,0,0,0,0,0,0,0,0,0,0,0,0,0,0,0,0,0,0,0,0,0,0,0,0,0,0,0,0,0,0,0,0,0,0,0,0,0,0,0,0,0,0,0,0,0,0,0,0,0,0,0,0,0,0,0,0,0,0,0,0,0,0,0,0,0,0,0,0,0,0,0,0,0,0,0,0,0,0,0,0,0,0,0,0,0,0,0,0,0,0,0,0,0,0,0,0,0,0,0,0,0,0,0,0,0,0,0]
[198.167,0,0,0,0,0,0,0,0,0,0,0,0,0,0,0,0,0,0,0,0,0,0,0,0,0,0,0,0,0,0,0,0,0,0,0,0,0,0,0,0,0,0,0,0,0,0,0,0,0,0,0,0,0,0,0,0,0,0,0,0,0,0,0,0,0,0,0,0,0,0,0,0,0,0,0,0,0,0,0,0,0,0,0,0,0,0,0,0,0,0,0,0,0,0,0,0,0,0,0,0,0,0,0,0,0,0,0,0]
[198.25,0,0,0,0,0,0,0,0,0,0,0,0,0,0,0,0,0,0,0,0,0,0,0,0,0,0,0,0,0,0,0,0,0,0,0,0,0,0,0,0,0,0,0,0,0,0,0,0,0,0,0,0,0,0,0,0,0,0,0,0,0,0,0,0,0,0,0,0,0,0,0,0,0,0,0,0,0,0,0,0,0,0,0,0,0,0,0,0,0,0,0,0,0,0,0,0,0,0,0,0,0,0,0,0,0,0,0,0]
[198.333,0,0,0,0,0,0,0,0,0,0,0,0,0,0,0,0,0,0,0,0,0,0,0,0,0,0,0,0,0,0,0,0,0,0,0,0,0,0,0,0,0,0,0,0,0,0,0,0,0,0,0,0,0,0,0,0,0,0,0,0,0,0,0,0,0,0,0,0,0,0,0,0,0,0,0,0,0,0,0,0,0,0,0,0,0,0,0,0,0,0,0,0,0,0,0,0,0,0,0,0,0,0,0,0,0,0,0,0]
[198.417,0,0,0,0,0,0,0,0,0,0,0,0,0,0,0,0,0,0,0,0,0,0,0,0,0,0,0,0,0,0,0,0,0,0,0,0,0,0,0,0,0,0,0,0,0,0,0,0,0,0,0,0,0,0,0,0,0,0,0,0,0,0,0,0,0,0,0,0,0,0,0,0,0,0,0,0,0,0,0,0,0,0,0,0,0,0,0,0,0,0,0,0,0,0,0,0,0,0,0,0,0,0,0,0,0,0,0,0]
[198.5,0,0,0,0,0,0,0,0,0,0,0,0,0,0,0,0,0,0,0,0,0,0,0,0,0,0,0,0,0,0,0,0,0,0,0,0,0,0,0,0,0,0,0,0,0,0,0,0,0,0,0,0,0,0,0,0,0,0,0,0,0,0,0,0,0,0,0,0,0,0,0,0,0,0,0,0,0,0,0,0,0,0,0,0,0,0,0,0,0,0,0,0,0,0,0,0,0,0,0,0,0,0,0,0,0,0,0,0]
[198.583,0,0,0,0,0,0,0,0,0,0,0,0,0,0,0,0,0,0,0,0,0,0,0,0,0,0,0,0,0,0,0,0,0,0,0,0,0,0,0,0,0,0,0,0,0,0,0,0,0,0,0,0,0,0,0,0,0,0,0,0,0,0,0,0,0,0,0,0,0,0,0,0,0,0,0,0,0,0,0,0,0,0,0,0,0,0,0,0,0,0,0,0,0,0,0,0,0,0,0,0,0,0,0,0,0,0,0,0]
[198.667,0,0,0,0,0,0,0,0,0,0,0,0,0,0,0,0,0,0,0,0,0,0,0,0,0,0,0,0,0,0,0,0,0,0,0,0,0,0,0,0,0,0,0,0,0,0,0,0,0,0,0,0,0,0,0,0,0,0,0,0,0,0,0,0,0,0,0,0,0,0,0,0,0,0,0,0,0,0,0,0,0,0,0,0,0,0,0,0,0,0,0,0,0,0,0,0,0,0,0,0,0,0,0,0,0,0,0,0]
[198.75,0,0,0,0,0,0,0,0,0,0,0,0,0,0,0,0,0,0,0,0,0,0,0,0,0,0,0,0,0,0,0,0,0,0,0,0,0,0,0,0,0,0,0,0,0,0,0,0,0,0,0,0,0,0,0,0,0,0,0,0,0,0,0,0,0,0,0,0,0,0,0,0,0,0,0,0,0,0,0,0,0,0,0,0,0,0,0,0,0,0,0,0,0,0,0,0,0,0,0,0,0,0,0,0,0,0,0,0]
[198.833,0,0,0,0,0,0,0,0,0,0,0,0,0,0,0,0,0,0,0,0,0,0,0,0,0,0,0,0,0,0,0,0,0,0,0,0,0,0,0,0,0,0,0,0,0,0,0,0,0,0,0,0,0,0,0,0,0,0,0,0,0,0,0,0,0,0,0,0,0,0,0,0,0,0,0,0,0,0,0,0,0,0,0,0,0,0,0,0,0,0,0,0,0,0,0,0,0,0,0,0,0,0,0,0,0,0,0,0]
[198.917,0,0,0,0,0,0,0,0,0,0,0,0,0,0,0,0,0,0,0,0,0,0,0,0,0,0,0,0,0,0,0,0,0,0,0,0,0,0,0,0,0,0,0,0,0,0,0,0,0,0,0,0,0,0,0,0,0,0,0,0,0,0,0,0,0,0,0,0,0,0,0,0,0,0,0,0,0,0,0,0,0,0,0,0,0,0,0,0,0,0,0,0,0,0,0,0,0,0,0,0,0,0,0,0,0,0,0,0]
[199,0,0,0,0,0,0,0,0,0,0,0,0,0,0,0,0,0,0,0,0,0,0,0,0,0,0,0,0,0,0,0,0,0,0,0,0,0,0,0,0,0,0,0,0,0,0,0,0,0,0,0,0,0,0,0,0,0,0,0,0,0,0,0,0,0,0,0,0,0,0,0,0,0,0,0,0,0,0,0,0,0,0,0,0,0,0,0,0,0,0,0,0,0,0,0,0,0,0,0,0,0,0,0,0,0,0,0,0]
[199.083,0,0,0,0,0,0,0,0,0,0,0,0,0,0,0,0,0,0,0,0,0,0,0,0,0,0,0,0,0,0,0,0,0,0,0,0,0,0,0,0,0,0,0,0,0,0,0,0,0,0,0,0,0,0,0,0,0,0,0,0,0,0,0,0,0,0,0,0,0,0,0,0,0,0,0,0,0,0,0,0,0,0,0,0,0,0,0,0,0,0,0,0,0,0,0,0,0,0,0,0,0,0,0,0,0,0,0,0]
[199.167,0,0,0,0,0,0,0,0,0,0,0,0,0,0,0,0,0,0,0,0,0,0,0,0,0,0,0,0,0,0,0,0,0,0,0,0,0,0,0,0,0,0,0,0,0,0,0,0,0,0,0,0,0,0,0,0,0,0,0,0,0,0,0,0,0,0,0,0,0,0,0,0,0,0,0,0,0,0,0,0,0,0,0,0,0,0,0,0,0,0,0,0,0,0,0,0,0,0,0,0,0,0,0,0,0,0,0,0]
[199.25,0,0,0,0,0,0,0,0,0,0,0,0,0,0,0,0,0,0,0,0,0,0,0,0,0,0,0,0,0,0,0,0,0,0,0,0,0,0,0,0,0,0,0,0,0,0,0,0,0,0,0,0,0,0,0,0,0,0,0,0,0,0,0,0,0,0,0,0,0,0,0,0,0,0,0,0,0,0,0,0,0,0,0,0,0,0,0,0,0,0,0,0,0,0,0,0,0,0,0,0,0,0,0,0,0,0,0,0]
[199.333,0,0,0,0,0,0,0,0,0,0,0,0,0,0,0,0,0,0,0,0,0,0,0,0,0,0,0,0,0,0,0,0,0,0,0,0,0,0,0,0,0,0,0,0,0,0,0,0,0,0,0,0,0,0,0,0,0,0,0,0,0,0,0,0,0,0,0,0,0,0,0,0,0,0,0,0,0,0,0,0,0,0,0,0,0,0,0,0,0,0,0,0,0,0,0,0,0,0,0,0,0,0,0,0,0,0,0,0]
[199.417,0,0,0,0,0,0,0,0,0,0,0,0,0,0,0,0,0,0,0,0,0,0,0,0,0,0,0,0,0,0,0,0,0,0,0,0,0,0,0,0,0,0,0,0,0,0,0,0,0,0,0,0,0,0,0,0,0,0,0,0,0,0,0,0,0,0,0,0,0,0,0,0,0,0,0,0,0,0,0,0,0,0,0,0,0,0,0,0,0,0,0,0,0,0,0,0,0,0,0,0,0,0,0,0,0,0,0,0]
[199.5,0,0,0,0,0,0,0,0,0,0,0,0,0,0,0,0,0,0,0,0,0,0,0,0,0,0,0,0,0,0,0,0,0,0,0,0,0,0,0,0,0,0,0,0,0,0,0,0,0,0,0,0,0,0,0,0,0,0,0,0,0,0,0,0,0,0,0,0,0,0,0,0,0,0,0,0,0,0,0,0,0,0,0,0,0,0,0,0,0,0,0,0,0,0,0,0,0,0,0,0,0,0,0,0,0,0,0,0]
[199.583,0,0,0,0,0,0,0,0,0,0,0,0,0,0,0,0,0,0,0,0,0,0,0,0,0,0,0,0,0,0,0,0,0,0,0,0,0,0,0,0,0,0,0,0,0,0,0,0,0,0,0,0,0,0,0,0,0,0,0,0,0,0,0,0,0,0,0,0,0,0,0,0,0,0,0,0,0,0,0,0,0,0,0,0,0,0,0,0,0,0,0,0,0,0,0,0,0,0,0,0,0,0,0,0,0,0,0,0]
[199.667,0,0,0,0,0,0,0,0,0,0,0,0,0,0,0,0,0,0,0,0,0,0,0,0,0,0,0,0,0,0,0,0,0,0,0,0,0,0,0,0,0,0,0,0,0,0,0,0,0,0,0,0,0,0,0,0,0,0,0,0,0,0,0,0,0,0,0,0,0,0,0,0,0,0,0,0,0,0,0,0,0,0,0,0,0,0,0,0,0,0,0,0,0,0,0,0,0,0,0,0,0,0,0,0,0,0,0,0]
[199.75,0,0,0,0,0,0,0,0,0,0,0,0,0,0,0,0,0,0,0,0,0,0,0,0,0,0,0,0,0,0,0,0,0,0,0,0,0,0,0,0,0,0,0,0,0,0,0,0,0,0,0,0,0,0,0,0,0,0,0,0,0,0,0,0,0,0,0,0,0,0,0,0,0,0,0,0,0,0,0,0,0,0,0,0,0,0,0,0,0,0,0,0,0,0,0,0,0,0,0,0,0,0,0,0,0,0,0,0]
[199.833,0,0,0,0,0,0,0,0,0,0,0,0,0,0,0,0,0,0,0,0,0,0,0,0,0,0,0,0,0,0,0,0,0,0,0,0,0,0,0,0,0,0,0,0,0,0,0,0,0,0,0,0,0,0,0,0,0,0,0,0,0,0,0,0,0,0,0,0,0,0,0,0,0,0,0,0,0,0,0,0,0,0,0,0,0,0,0,0,0,0,0,0,0,0,0,0,0,0,0,0,0,0,0,0,0,0,0,0]
[199.917,0,0,0,0,0,0,0,0,0,0,0,0,0,0,0,0,0,0,0,0,0,0,0,0,0,0,0,0,0,0,0,0,0,0,0,0,0,0,0,0,0,0,0,0,0,0,0,0,0,0,0,0,0,0,0,0,0,0,0,0,0,0,0,0,0,0,0,0,0,0,0,0,0,0,0,0,0,0,0,0,0,0,0,0,0,0,0,0,0,0,0,0,0,0,0,0,0,0,0,0,0,0,0,0,0,0,0,0]
[200,0,0,0,0,0,0,0,0,0,0,0,0,0,0,0,0,0,0,0,0,0,0,0,0,0,0,0,0,0,0,0,0,0,0,0,0,0,0,0,0,0,0,0,0,0,0,0,0,0,0,0,0,0,0,0,0,0,0,0,0,0,0,0,0,0,0,0,0,0,0,0,0,0,0,0,0,0,0,0,0,0,0,0,0,0,0,0,0,0,0,0,0,0,0,0,0,0,0,0,0,0,0,0,0,0,0,0,0]

{"sheet":"Other_1EPond","index":6,"n_rows":2410,"n_cols":109,"rows_kept":562,"cut":true,"hidden":false,"merged":[[5,1,5,3]],"bounds":{"rows_first":250,"rows_last":62,"rows_between":250,"halvings":3}}
[{"$f":"A7","v":"! GoldSim Time History Results,GSVersion:10.50.300"}]
[{"$f":"B7","v":"Result:Statistics"}]
[{"$f":"C7","v":"Element:\\Results\\PROJECT_results\\Mine_Features_Results\\FTB_Concs\\Pond1E_Concentrations"}]
[{"$f":"D7","v":"Model:C:\\Tailings Basin\\Version 5.0\\NorthMet_PlantSite_Base_v05.0.gsm"}]
[{"$f":"E7","v":"Time:1/31/2013 18:17:37"}]
["Copied","2014-12-16T08:38:42"]
["! GoldSim Time History Results,GSVersion:10.50.300","Result:Statistics","Element:\\Results\\PROJECT_results\\Mine_Features_Results\\FTB_Concs\\Pond1E_Concentrations","Model:C:\\Tailings Basin\\Version 5.0\\NorthMet_PlantSite_Base_v05.0.gsm","Time:1/31/2013 18:17:37"]
["!Statistics"]
["Time (yr)","Cell1E_Pond_Quality.Concentration_in_Water[Ag] [ug/L],Mean","Cell1E_Pond_Quality.Concentration_in_Water[Ag] [ug/L],10%","Cell1E_Pond_Quality.Concentration_in_Water[Ag] [ug/L],Median","Cell1E_Pond_Quality.Concentration_in_Water[Ag] [ug/L],90%","Cell1E_Pond_Quality.Concentration_in_Water[Al] [ug/L],Mean","Cell1E_Pond_Quality.Concentration_in_Water[Al] [ug/L],10%","Cell1E_Pond_Quality.Concentration_in_Water[Al] [ug/L],Median","Cell1E_Pond_Quality.Concentration_in_Water[Al] [ug/L],90%","Cell1E_Pond_Quality.Concentration_in_Water[Alk] [ug/L],Mean","Cell1E_Pond_Quality.Concentration_in_Water[Alk] [ug/L],10%","Cell1E_Pond_Quality.Concentration_in_Water[Alk] [ug/L],Median","Cell1E_Pond_Quality.Concentration_in_Water[Alk] [ug/L],90%","Cell1E_Pond_Quality.Concentration_in_Water[As] [ug/L],Mean","Cell1E_Pond_Quality.Concentration_in_Water[As] [ug/L],10%","Cell1E_Pond_Quality.Concentration_in_Water[As] [ug/L],Median","Cell1E_Pond_Quality.Concentration_in_Water[As] [ug/L],90%","Cell1E_Pond_Quality.Concentration_in_Water[B] [ug/L],Mean","Cell1E_Pond_Quality.Concentration_in_Water[B] [ug/L],10%","Cell1E_Pond_Quality.Concentration_in_Water[B] [ug/L],Median","Cell1E_Pond_Quality.Concentration_in_Water[B] [ug/L],90%","Cell1E_Pond_Quality.Concentration_in_Water[Ba] [ug/L],Mean","Cell1E_Pond_Quality.Concentration_in_Water[Ba] [ug/L],10%","Cell1E_Pond_Quality.Concentration_in_Water[Ba] [ug/L],Median","Cell1E_Pond_Quality.Concentration_in_Water[Ba] [ug/L],90%","Cell1E_Pond_Quality.Concentration_in_Water[Be] [ug/L],Mean","Cell1E_Pond_Quality.Concentration_in_Water[Be] [ug/L],10%","Cell1E_Pond_Quality.Concentration_in_Water[Be] [ug/L],Median","Cell1E_Pond_Quality.Concentration_in_Water[Be] [ug/L],90%","Cell1E_Pond_Quality.Concentration_in_Water[Ca] [ug/L],Mean","Cell1E_Pond_Quality.Concentration_in_Water[Ca] [ug/L],10%","Cell1E_Pond_Quality.Concentration_in_Water[Ca] [ug/L],Median","Cell1E_Pond_Quality.Concentration_in_Water[Ca] [ug/L],90%","Cell1E_Pond_Quality.Concentration_in_Water[Cd] [ug/L],Mean","Cell1E_Pond_Quality.Concentration_in_Water[Cd] [ug/L],10%","Cell1E_Pond_Quality.Concentration_in_Water[Cd] [ug/L],Median","Cell1E_Pond_Quality.Concentration_in_Water[Cd] [ug/L],90%","Cell1E_Pond_Quality.Concentration_in_Water[Cl] [ug/L],Mean","Cell1E_Pond_Quality.Concentration_in_Water[Cl] [ug/L],10%","Cell1E_Pond_Quality.Concentration_in_Water[Cl] [ug/L],Median","Cell1E_Pond_Quality.Concentration_in_Water[Cl] [ug/L],90%","Cell1E_Pond_Quality.Concentration_in_Water[Co] [ug/L],Mean","Cell1E_Pond_Quality.Concentration_in_Water[Co] [ug/L],10%","Cell1E_Pond_Quality.Concentration_in_Water[Co] [ug/L],Median","Cell1E_Pond_Quality.Concentration_in_Water[Co] [ug/L],90%","Cell1E_Pond_Quality.Concentration_in_Water[Cr] [ug/L],Mean","Cell1E_Pond_Quality.Concentration_in_Water[Cr] [ug/L],10%","Cell1E_Pond_Quality.Concentration_in_Water[Cr] [ug/L],Median","Cell1E_Pond_Quality.Concentration_in_Water[Cr] [ug/L],90%","Cell1E_Pond_Quality.Concentration_in_Water[Cu] [ug/L],Mean","Cell1E_Pond_Quality.Concentration_in_Water[Cu] [ug/L],10%","Cell1E_Pond_Quality.Concentration_in_Water[Cu] [ug/L],Median","Cell1E_Pond_Quality.Concentration_in_Water[Cu] [ug/L],90%","Cell1E_Pond_Quality.Concentration_in_Water[F] [ug/L],Mean","Cell1E_Pond_Quality.Concentration_in_Water[F] [ug/L],10%","Cell1E_Pond_Quality.Concentration_in_Water[F] [ug/L],Median","Cell1E_Pond_Quality.Concentration_in_Water[F] [ug/L],90%","Cell1E_Pond_Quality.Concentration_in_Water[Fe] [ug/L],Mean","Cell1E_Pond_Quality.Concentration_in_Water[Fe] [ug/L],10%","Cell1E_Pond_Quality.Concentration_in_Water[Fe] [ug/L],Median","Cell1E_Pond_Quality.Concentration_in_Water[Fe] [ug/L],90%","Cell1E_Pond_Quality.Concentration_in_Water[K] [ug/L],Mean","Cell1E_Pond_Quality.Concentration_in_Water[K] [ug/L],10%","Cell1E_Pond_Quality.Concentration_in_Water[K] [ug/L],Median","Cell1E_Pond_Quality.Concentration_in_Water[K] [ug/L],90%","Cell1E_Pond_Quality.Concentration_in_Water[Mg] [ug/L],Mean","Cell1E_Pond_Quality.Concentration_in_Water[Mg] [ug/L],10%","Cell1E_Pond_Quality.Concentration_in_Water[Mg] [ug/L],Median","Cell1E_Pond_Quality.Concentration_in_Water[Mg] [ug/L],90%","Cell1E_Pond_Quality.Concentration_in_Water[Mn] [ug/L],Mean","Cell1E_Pond_Quality.Concentration_in_Water[Mn] [ug/L],10%","Cell1E_Pond_Quality.Concentration_in_Water[Mn] [ug/L],Median","Cell1E_Pond_Quality.Concentration_in_Water[Mn] [ug/L],90%","Cell1E_Pond_Quality.Concentration_in_Water[Na] [ug/L],Mean","Cell1E_Pond_Quality.Concentration_in_Water[Na] [ug/L],10%","Cell1E_Pond_Quality.Concentration_in_Water[Na] [ug/L],Median","Cell1E_Pond_Quality.Concentration_in_Water[Na] [ug/L],90%","Cell1E_Pond_Quality.Concentration_in_Water[Ni] [ug/L],Mean","Cell1E_Pond_Quality.Concentration_in_Water[Ni] [ug/L],10%","Cell1E_Pond_Quality.Concentration_in_Water[Ni] [ug/L],Median","Cell1E_Pond_Quality.Concentration_in_Water[Ni] [ug/L],90%","Cell1E_Pond_Quality.Concentration_in_Water[Pb] [ug/L],Mean","Cell1E_Pond_Quality.Concentration_in_Water[Pb] [ug/L],10%","Cell1E_Pond_Quality.Concentration_in_Water[Pb] [ug/L],Median","Cell1E_Pond_Quality.Concentration_in_Water[Pb] [ug/L],90%","Cell1E_Pond_Quality.Concentration_in_Water[Sb] [ug/L],Mean","Cell1E_Pond_Quality.Concentration_in_Water[Sb] [ug/L],10%","Cell1E_Pond_Quality.Concentration_in_Water[Sb] [ug/L],Median","Cell1E_Pond_Quality.Concentration_in_Water[Sb] [ug/L],90%","Cell1E_Pond_Quality.Concentration_in_Water[Se] [ug/L],Mean","Cell1E_Pond_Quality.Concentration_in_Water[Se] [ug/L],10%","Cell1E_Pond_Quality.Concentration_in_Water[Se] [ug/L],Median","Cell1E_Pond_Quality.Concentration_in_Water[Se] [ug/L],90%","Cell1E_Pond_Quality.Concentration_in_Water[SO4] [ug/L],Mean","Cell1E_Pond_Quality.Concentration_in_Water[SO4] [ug/L],10%","Cell1E_Pond_Quality.Concentration_in_Water[SO4] [ug/L],Median","Cell1E_Pond_Quality.Concentration_in_Water[SO4] [ug/L],90%","Cell1E_Pond_Quality.Concentration_in_Water[Tl] [ug/L],Mean","Cell1E_Pond_Quality.Concentration_in_Water[Tl] [ug/L],10%","Cell1E_Pond_Quality.Concentration_in_Water[Tl] [ug/L],Median","Cell1E_Pond_Quality.Concentration_in_Water[Tl] [ug/L],90%","Cell1E_Pond_Quality.Concentration_in_Water[V] [ug/L],Mean","Cell1E_Pond_Quality.Concentration_in_Water[V] [ug/L],10%","Cell1E_Pond_Quality.Concentration_in_Water[V] [ug/L],Median","Cell1E_Pond_Quality.Concentration_in_Water[V] [ug/L],90%","Cell1E_Pond_Quality.Concentration_in_Water[Zn] [ug/L],Mean","Cell1E_Pond_Quality.Concentration_in_Water[Zn] [ug/L],10%","Cell1E_Pond_Quality.Concentration_in_Water[Zn] [ug/L],Median","Cell1E_Pond_Quality.Concentration_in_Water[Zn] [ug/L],90%"]
[0,0.1,0.1,0.1,0.1,6.2180999999999997,4.7586000000000004,6.1185,7.8650000000000002,52854,42430,52300,65004,4.7,4.7,4.7,4.7,100,100,100,100,31.414000000000001,31.414000000000001,31.414000000000001,31.414000000000001,0.2,0.2,0.2,0.2,26000,26000,26000,26000,9.9918999999999994E-2,0.1,0.1,0.1,23000,23000,23000,23000,0.6,0.6,0.6,0.6,0.5,0.5,0.5,0.5,1.3,1.3,1.3,1.3,5900,5900,5900,5900,24.675000000000001,23.736999999999998,25,25,8700,8700,8700,8700,47000,47000,47000,47000,48,48,48,48,78000,78000,78000,78000,1.3,1.3,1.3,1.3,1.6,1.6,1.6,1.6,0.25,0.25,0.25,0.25,0.5,0.5,0.5,0.5,95000,95000,95000,95000,0.17,0.17,0.17,0.17,5.41,5.41,5.41,5.41,13,13,13,13]
[8.3333299999999999E-2,9.3625E-2,9.2988000000000001E-2,9.3585000000000002E-2,9.4311000000000006E-2,6.2180999999999997,4.7586000000000004,6.1185,7.8650000000000002,52854,42430,52300,65004,4.3884999999999996,4.3616000000000001,4.3874000000000004,4.4187000000000003,100,100,100,100,31.414000000000001,31.414000000000001,31.414000000000001,31.414000000000001,0.18531,0.18343999999999999,0.18523000000000001,0.18718000000000001,24707,24578,24698,24854,0.10031,9.8683000000000007E-2,0.10036,0.10206,21140,20976,21128,21319,0.55988000000000004,0.55618999999999996,0.55962999999999996,0.56403000000000003,0.46894000000000002,0.46338000000000001,0.46886,0.47449999999999998,1.2270000000000001,1.2145999999999999,1.2265999999999999,1.2406999999999999,5243.7,5194.5,5240.1000000000004,5301.2,25.126999999999999,23.756,24.777999999999999,27.204000000000001,8355.2000000000007,8307.1,8353.7999999999993,8404.2000000000007,44943,44721,44936,45168,47.537999999999997,47.295000000000002,47.515000000000001,47.792000000000002,71402,70843,71359,72001,1.3841000000000001,1.3414999999999999,1.3835999999999999,1.4269000000000001,1.4964,1.4839,1.4958,1.5099,0.29758000000000001,0.28442000000000001,0.29754999999999998,0.311,0.46916999999999998,0.46611000000000002,0.46898000000000001,0.47282999999999997,90906,90465,90880,91361,0.15589,0.15468000000000001,0.15579999999999999,0.15723999999999999,4.9737999999999998,4.9377000000000004,4.9714999999999998,5.0137999999999998,12.760999999999999,12.605,12.762,12.920999999999999]
[0.16666700000000001,8.9616000000000001E-2,8.5757E-2,8.8977000000000001E-2,9.4428999999999999E-2,6.2180999999999997,4.7586000000000004,6.1185,7.8650000000000002,52854,42430,52300,65004,3.6402999999999999,3.5960000000000001,3.6355,3.6899000000000002,100,100,100,100,31.86,31.81,31.863,31.91,0.15804000000000001,0.15417,0.15775,0.16233,22192,21780,22145,22642,0.11305999999999999,0.1065,0.1132,0.11985,17153,16888,17129,17468,0.70340000000000003,0.56018999999999997,0.67193000000000003,0.89502000000000004,0.42846000000000001,0.41325000000000001,0.42814999999999998,0.44373000000000001,10.792999999999999,5.0380000000000003,9.9193999999999996,17.247,3946.4,3908.5,3932.5,4007.2,30.504000000000001,23.702000000000002,30.917999999999999,36.414000000000001,7158.2,7063.8,7154.3,7255.4,38692,38416,38632,39064,55.137,53.067999999999998,54.661000000000001,57.856999999999999,56601,55993,56513,57345,5.8063000000000002,3.06,5.2091000000000003,9.4992999999999999,1.3151999999999999,1.2768999999999999,1.3134999999999999,1.3563000000000001,0.48507,0.43375999999999998,0.48609999999999998,0.53634000000000004,0.43042999999999998,0.42147000000000001,0.43062,0.43996000000000002,81162,80202,81038,82286,0.12592999999999999,0.1232,0.12520999999999999,0.12928000000000001,4.2558999999999996,4.1867000000000001,4.2492000000000001,4.3342000000000001,13.038,12.397,13.048,13.664]
[0.25,9.9900000000000003E-2,8.9900999999999995E-2,9.7663E-2,0.11360000000000001,6.2180999999999997,4.7586000000000004,6.1185,7.8650000000000002,52854,42430,52300,65004,3.3555999999999999,3.2791000000000001,3.3519000000000001,3.4485000000000001,99.984999999999999,100,100,100,33.037999999999997,32.892000000000003,33.054000000000002,33.164000000000001,0.15143999999999999,0.14532,0.15137,0.15709000000000001,22431,21683,22364,23241,0.13427,0.12336999999999999,0.13508999999999999,0.1462,15654,15263,15651,16072,1.1104000000000001,0.69713000000000003,1.0168999999999999,1.6662999999999999,0.44120999999999999,0.41880000000000001,0.43942999999999999,0.46277000000000001,22.725999999999999,11.542,18.905999999999999,42.100999999999999,3331,3307.4,3332.1,3373.5,35.271000000000001,23.722000000000001,35.835000000000001,45.552,6662.8,6537.2,6677.1,6801.1,37036,36711,37087,37493,80.364000000000004,72.126999999999995,77.775000000000006,93.900999999999996,49864,49284,49909,50650,13.885,5.9577999999999998,12.105,24.608000000000001,1.3090999999999999,1.2339,1.3004,1.3995,0.69174000000000002,0.60684000000000005,0.69491000000000003,0.78142,0.44440000000000002,0.42899999999999999,0.44468999999999997,0.46054,81497,79860,81495,83618,0.11413,0.10946,0.11253000000000001,0.1206,4.1360999999999999,3.9916999999999998,4.1106999999999996,4.3162000000000003,14.521000000000001,13.456,14.582000000000001,15.628]
[0.33333299999999999,0.11498999999999999,9.8734000000000002E-2,0.11191,0.13789999999999999,6.2180999999999997,4.7586000000000004,6.1185,7.8650000000000002,52817,42347,52300,64998,3.3058999999999998,3.1492,3.3130999999999999,3.4704999999999999,99.161000000000001,96.843000000000004,100,100,32.984000000000002,32.720999999999997,32.994,33.209000000000003,0.15276000000000001,0.14421,0.15301000000000001,0.16138,23426,22305,23480,24536,0.15503,0.13994999999999999,0.15601999999999999,0.17258000000000001,15429,14593,15501,16186,1.5795999999999999,0.87204999999999999,1.423,2.5482,0.48537000000000002,0.44414999999999999,0.47663,0.52698999999999996,30.992000000000001,15.516999999999999,24.657,57.84,3055.1,2892.5,3087.9,3159.1,38.933999999999997,23.774999999999999,39.078000000000003,53.582999999999998,6527.7,6171.3,6597.4,6815.5,37466,35310,37916,38776,106.55,92.344999999999999,100.84,126.89,47207,44553,47714,48919,22.216999999999999,8.4571000000000005,19.146000000000001,40.512,1.3742000000000001,1.2372000000000001,1.363,1.5297000000000001,0.87683999999999995,0.75553000000000003,0.87758999999999998,0.99917,0.48060000000000003,0.45207000000000003,0.47864000000000001,0.51087000000000005,85146,79892,86059,88856,0.11436,0.10822,0.11244,0.12279,4.2808999999999999,4.0456000000000003,4.2347999999999999,4.5717999999999996,16.408999999999999,14.847,16.433,18.009]
[0.41666700000000001,0.12825,0.10761999999999999,0.12533,0.15634000000000001,6.2180999999999997,4.7586000000000004,6.1185,7.8650000000000002,52597,42263,52171,64729,3.3250000000000002,3.1274999999999999,3.3292999999999999,3.5390000000000001,97.75,93.716999999999999,99.206000000000003,100,32.21,31.690999999999999,32.344000000000001,32.912999999999997,0.15612000000000001,0.14541999999999999,0.15672,0.16650000000000001,24598,23169,24715,25887,0.17422000000000001,0.1545,0.17513000000000001,0.19519,15583,14666,15656,16515,2.0274000000000001,1.0651999999999999,1.8239000000000001,3.4289999999999998,0.53090999999999999,0.47282000000000002,0.51805999999999996,0.60155000000000003,36.372,17.495000000000001,28.199000000000002,68.146000000000001,2895.7,2677.6,2943.6,3035.6,39.064,23.774999999999999,39.189,53.707000000000001,6537.6,6085.2,6607.8,6898,38632,36401,39123,40338,146.74,114.46,141.01,200.18,46003,42841,46578,48324,30.015999999999998,11.318,25.844000000000001,56.024999999999999,1.4563999999999999,1.2855000000000001,1.4329000000000001,1.6603000000000001,1.0468,0.89449000000000001,1.0443,1.1954,0.51597999999999999,0.47960000000000003,0.51290999999999998,0.55784,89781,83731,90882,94560,0.11635,0.10972,0.11473999999999999,0.12465,4.4279999999999999,4.1081000000000003,4.3682999999999996,4.8287000000000004,18.288,16.388000000000002,18.309000000000001,20.207000000000001]
[0.5,0.13886000000000001,0.11439000000000001,0.13638,0.16866,6.2180999999999997,4.7586000000000004,6.1185,7.8650000000000002,52502,42322,51959,64415,3.3784999999999998,3.1347,3.3704999999999998,3.6318000000000001,97.334999999999994,94.317999999999998,97.704999999999998,100,31.134,29.974,31.356999999999999,31.881,0.16055,0.14968000000000001,0.16103999999999999,0.17158999999999999,25790,24325,25827,27135,0.19333,0.16994999999999999,0.19442000000000001,0.21917,15853,14759,15862,16901,2.4716,1.2351000000000001,2.2067000000000001,4.2324999999999999,0.55920999999999998,0.49972,0.54600000000000004,0.63007000000000002,40.584000000000003,19.018999999999998,30.707999999999998,79.706999999999994,2798.7,2582,2835.7,2935.6,39.064,23.774999999999999,39.189,53.707000000000001,6646.8,6213.5,6704.3,7007.7,40073,37515,40402,41929,177.94,140.81,160.82,238.94,45598,42407,45997,47967,37.912999999999997,13.996,32.31,71.296000000000006,1.5523,1.3473999999999999,1.5179,1.8103,1.2196,1.0308999999999999,1.216,1.3960999999999999,0.54291,0.49961,0.54074,0.58911000000000002,94933,88625,95792,100210,0.11652,0.10967,0.1152,0.12526000000000001,4.5152999999999999,4.1116999999999999,4.4330999999999996,5.0202,20.190999999999999,17.853000000000002,20.158000000000001,22.53]
[0.58333299999999999,0.14896999999999999,0.12041,0.14849000000000001,0.17823,6.2180999999999997,4.7586000000000004,6.1185,7.8650000000000002,52490,42430,51850,64712,3.4626999999999999,3.2176,3.4439000000000002,3.7353000000000001,98.031999999999996,95.97,98.290999999999997,100,30.42,29.645,30.471,31.254999999999999,0.16611999999999999,0.15440000000000001,0.16647999999999999,0.17779,26952,25490,26989,28451,0.21376000000000001,0.18657000000000001,0.21622,0.24313000000000001,16223,15102,16200,17407,2.9243000000000001,1.4000999999999999,2.6036999999999999,5.0263999999999998,0.58492999999999995,0.52363000000000004,0.57411999999999996,0.64990999999999999,44.313000000000002,19.943000000000001,33.107999999999997,89.893000000000001,2737.5,2556.6999999999998,2761.1,2882.7,39.064,23.774999999999999,39.189,53.707000000000001,6813.1,6374.6,6840.5,7196.8,41542,38981,41734,43888,193.7,144.05000000000001,185.12,258.60000000000002,45650,42671,45920,48128,46.043999999999997,16.829999999999998,39.607999999999997,86.542000000000002,1.665,1.4134,1.6269,1.9571000000000001,1.4045000000000001,1.1837,1.4035,1.6192,0.57088000000000005,0.52395999999999998,0.56869999999999998,0.62353000000000003,100380,93599,101020,106050,0.11656,0.10942,0.11524,0.12494,4.6120999999999999,4.1163999999999996,4.5080999999999998,5.2267000000000001,22.241,19.512,22.297999999999998,24.84]
[0.66666700000000001,0.15770999999999999,0.12653,0.15892999999999999,0.18509,6.2180999999999997,4.7586000000000004,6.1185,7.8650000000000002,52492,42322,51828,64715,3.5436999999999999,3.2614000000000001,3.5179999999999998,3.8677999999999999,98.347999999999999,96.369,98.539000000000001,100,29.984000000000002,29.305,29.965,30.841000000000001,0.17127999999999999,0.15862000000000001,0.17130000000000001,0.18475,27967,26092,27947,29830,0.23319000000000001,0.20166999999999999,0.23694000000000001,0.26644000000000001,16569,15331,16536,17960,3.3662000000000001,1.6008,2.9859,5.8125,0.60689000000000004,0.54225000000000001,0.59963,0.67423,47.319000000000003,20.922999999999998,34.905000000000001,99.055999999999997,2682.9,2507.1,2699,2837.4,39.064,23.774999999999999,39.189,53.707000000000001,6962.8,6495.1,6988.5,7395.2,42827,39784,42964,45661,197.37,144.46,197.72,261.41000000000003,45711,42664,45975,48414,53.975000000000001,19.792000000000002,46.054000000000002,100.83,1.7733000000000001,1.4910000000000001,1.7266999999999999,2.1147999999999998,1.5833999999999999,1.3382000000000001,1.5855999999999999,1.8194999999999999,0.59702,0.54515999999999998,0.59406000000000003,0.65444000000000002,105490,97630,105970,112080,0.11618000000000001,0.10895000000000001,0.11519,0.12470000000000001,4.6985000000000001,4.1208,4.5667,5.4236000000000004,24.189,21.280999999999999,24.219000000000001,26.914000000000001]
[0.75,0.16322,0.13139000000000001,0.16664000000000001,0.18729999999999999,6.2180999999999997,4.7586000000000004,6.1185,7.8650000000000002,51954,41934,51334,64092,3.5737000000000001,3.2631999999999999,3.5455999999999999,3.9175,97.191999999999993,94.864000000000004,97.533000000000001,100,29.146000000000001,28.31,29.195,30.151,0.17398,0.16059999999999999,0.17427999999999999,0.18881999999999999,28631,26352,28681,30805,0.24775,0.21335000000000001,0.25190000000000001,0.28452,16696,15155,16667,18215,3.7302,1.7391000000000001,3.2936999999999999,6.5053000000000001,0.62605999999999995,0.55896000000000001,0.61785999999999996,0.69747999999999999,48.692999999999998,21.396000000000001,35.743000000000002,102.67,2593.9,2395.5,2617,2765.9,39.064,23.774999999999999,39.189,53.707000000000001,7006.7,6466.9,7046,7510.2,43554,39726,43826,46897,198.72,144.46,201.51,261.22000000000003,45156,41542,45555,48203,60.386000000000003,21.498000000000001,51.545999999999999,112.73,1.8471,1.5386,1.7979000000000001,2.2254,1.7253000000000001,1.4577,1.7297,1.9802999999999999,0.61707000000000001,0.56000000000000005,0.61348000000000003,0.67956000000000005,108990,99621,109680,116680,0.11533,0.10764,0.11469,0.12396,4.7469999999999999,4.1069000000000004,4.6062000000000003,5.6044,25.635000000000002,22.526,25.663,28.728000000000002]
[0.83333299999999999,0.16869000000000001,0.13697000000000001,0.17512,0.19037000000000001,6.2180999999999997,4.7586000000000004,6.1185,7.8650000000000002,51948,41885,51221,63944,3.6307,3.2909999999999999,3.5962999999999998,4.0187999999999997,97.305999999999997,95.076999999999998,97.364999999999995,100,28.661000000000001,27.809000000000001,28.61,29.713999999999999,0.17804,0.16248000000000001,0.17843000000000001,0.19316,29617,27109,29802,31926,0.26319999999999999,0.22513,0.26884999999999998,0.30107,16962,15386,16918,18587,4.1067999999999998,1.9165000000000001,3.6335999999999999,7.1989999999999998,0.64746999999999999,0.57840000000000003,0.64010999999999996,0.72062000000000004,49.976999999999997,21.788,35.92,106.75,2528.9,2327.3000000000002,2546.3000000000002,2704.5,39.064,23.774999999999999,39.189,53.707000000000001,7116,6584.9,7148.9,7619.8,44780,40595,45206,48293,202.91,144.38,210.18,267.79000000000002,45015,41230,45339,48161,66.906000000000006,23.965,57.186,124.01,1.9306000000000001,1.5791999999999999,1.8743000000000001,2.3496000000000001,1.8721000000000001,1.5691999999999999,1.8753,2.1589999999999998,0.63917999999999997,0.57879000000000003,0.63590999999999998,0.70635999999999999,113440,103730,114690,121590,0.11534999999999999,0.10746,0.11484999999999999,0.12488,4.8211000000000004,4.1077000000000004,4.6626000000000003,5.7590000000000003,27.15,23.609000000000002,27.227,30.442]
[0.91666700000000001,0.17363000000000001,0.14280999999999999,0.1822,0.19233,6.2180999999999997,4.7586000000000004,6.1185,7.8650000000000002,52026,41893,51289,63819,3.6951999999999998,3.3454000000000002,3.6526000000000001,4.1102999999999996,97.617000000000004,95.879000000000005,97.489000000000004,100,28.414999999999999,27.715,28.251000000000001,29.451000000000001,0.18223,0.16694999999999999,0.18262999999999999,0.19824,30577,27707,30934,32941,0.27862999999999999,0.23547999999999999,0.28450999999999999,0.31991000000000003,17258,15584,17215,18970,4.4832000000000001,2.0663999999999998,3.9443999999999999,7.8464,0.66632000000000002,0.59823999999999999,0.65973000000000004,0.74317,51.231999999999999,22.314,36.630000000000003,109.43,2476.3000000000002,2269,2492.1999999999998,2647,39.064,23.774999999999999,39.189,53.707000000000001,7239.6,6686.2,7279.8,7753.4,46014,41180,46555,49604,204.37,144.96,212.71,270.8,45017,41311,45320,48156,73.492999999999995,26.864999999999998,62.588999999999999,135.82,2.0181,1.6453,1.9514,2.4781,2.0205000000000002,1.7103999999999999,2.0206,2.3349000000000002,0.66083999999999998,0.59670999999999996,0.65795000000000003,0.73260000000000003,117950,107340,119260,126090,0.11509999999999999,0.1071,0.11466999999999999,0.12404,4.8897000000000004,4.1188000000000002,4.7122000000000002,5.8865999999999996,28.675999999999998,24.925000000000001,28.77,32.334000000000003]
[1,0.17710000000000001,0.14741000000000001,0.18682000000000001,0.19324,6.2180999999999997,4.7586000000000004,6.1185,7.8650000000000002,51928,41745,51282,63638,3.7471000000000001,3.3774999999999999,3.6999,4.1797000000000004,97.572999999999993,96.18,97.346000000000004,100,28.140999999999998,27.506,27.937999999999999,29.038,0.18507000000000001,0.16843,0.18559999999999999,0.20150999999999999,31370,28355,31778,33827,0.29218,0.24578,0.29791000000000001,0.33687,17526,15821,17401,19371,4.8217999999999996,2.2107000000000001,4.2698,8.4147999999999996,0.68354000000000004,0.61233000000000004,0.67820000000000003,0.75944999999999996,52.192,22.64,36.987000000000002,110.97,2424.3000000000002,2226.9,2439.6,2597.8000000000002,39.064,23.774999999999999,39.189,53.707000000000001,7378,6783.4,7413,7933.7,47055,41918,47737,50811,204.97,144.96,212.71,271.2,45205,41396,45502,48525,79.509,29.082999999999998,67.463999999999999,147.1,2.0893000000000002,1.7027000000000001,2.0190000000000001,2.5790000000000002,2.1543999999999999,1.8321000000000001,2.1534,2.4853999999999998,0.67800000000000005,0.61036000000000001,0.67418999999999996,0.75456000000000001,121950,110850,123450,130130,0.11433,0.10639,0.11398,0.1231,4.9264000000000001,4.1105,4.7348999999999997,6.008,30.003,25.701000000000001,30.099,33.874000000000002]
[1.0833299999999999,0.18045,0.15217,0.19003999999999999,0.19409000000000001,6.2180999999999997,4.7586000000000004,6.1185,7.8650000000000002,51938,41652,51266,63838,3.8105000000000002,3.4137,3.7496,4.2663000000000002,97.754999999999995,96.77,97.542000000000002,99.542000000000002,27.943000000000001,27.361000000000001,27.725999999999999,28.75,0.18845000000000001,0.17155999999999999,0.18867,0.20491999999999999,32278,29207,32709,34700,0.30787999999999999,0.25880999999999998,0.31517000000000001,0.35557,17879,16065,17705,19835,5.1436999999999999,2.3422999999999998,4.5593000000000004,8.9503000000000004,0.70860999999999996,0.63692000000000004,0.70223000000000002,0.78793000000000002,53.026000000000003,22.891999999999999,37.502000000000002,111.84,2382.3000000000002,2181.6,2397.8000000000002,2553,39.064,23.774999999999999,39.189,53.707000000000001,7588.2,6975.8,7620.7,8136.7,48271,42795,49207,52054,205.4,144.9,212.71,272.5,45828,41870,46285,49297,85.268000000000001,31.353000000000002,72.441999999999993,158.18,2.1673,1.7686999999999999,2.0888,2.6789999999999998,2.3052999999999999,1.9655,2.3089,2.6509999999999998,0.69872999999999996,0.62914999999999999,0.69225999999999999,0.77925999999999995,126310,114670,127930,134690,0.11412,0.10635,0.11386,0.1225,4.9710999999999999,4.0967000000000002,4.7752999999999997,6.0948000000000002,31.532,27.084,31.667000000000002,35.764000000000003]
[1.1666700000000001,0.18353,0.15767999999999999,0.19225,0.19489000000000001,6.2180999999999997,4.7586000000000004,6.1185,7.8650000000000002,51997,41701,51327,63991,3.8792,3.4714999999999998,3.8079000000000001,4.3540000000000001,97.983999999999995,97.295000000000002,97.804000000000002,99.024000000000001,27.745999999999999,27.187999999999999,27.547000000000001,28.465,0.19228999999999999,0.17555000000000001,0.19281000000000001,0.20930000000000001,33231,30227,33700,35568,0.3246,0.27404000000000001,0.33212000000000003,0.37734000000000001,18277,16448,18083,20301,5.444,2.4866000000000001,4.819,9.5096000000000007,0.73723000000000005,0.66334000000000004,0.73185,0.81925999999999999,53.725000000000001,23.071000000000002,37.895000000000003,113.29,2347.5,2154.1999999999998,2368.3000000000002,2512,39.064,23.774999999999999,39.189,53.707000000000001,7825.7,7205.6,7858.4,8389.7999999999993,49561,44107,50530,53244,206.03,145.02000000000001,212.59,274.08,46627,42650,47016,50076,90.67,33.551000000000002,77.3,167.49,2.2486000000000002,1.8250999999999999,2.1652999999999998,2.7902999999999998,2.4645000000000001,2.1192000000000002,2.4624000000000001,2.8165,0.72160999999999997,0.64832000000000001,0.71440999999999999,0.80462999999999996,130800,119600,132550,139180,0.11426,0.10687000000000001,0.11405999999999999,0.12272,5.0212000000000003,4.0953999999999997,4.8083,6.2012,33.140999999999998,28.384,33.28,37.743000000000002]
[1.25,0.18632000000000001,0.16324,0.19400000000000001,0.19614000000000001,6.2180999999999997,4.7586000000000004,6.1185,7.8650000000000002,52061,41964,51429,64173,3.9470999999999998,3.5192999999999999,3.8702000000000001,4.4320000000000004,98.037999999999997,97.516000000000005,98.3,99.069000000000003,27.501999999999999,26.998999999999999,27.4,28.254999999999999,0.19619,0.17857000000000001,0.19664000000000001,0.21329999999999999,34185,31298,34660,36505,0.34033000000000002,0.28367999999999999,0.34944999999999998,0.39795999999999998,18684,16779,18515,20705,5.7110000000000003,2.6101000000000001,5.0629999999999997,9.9187999999999992,0.76880999999999999,0.69274000000000002,0.76305999999999996,0.85414000000000001,54.128,23.263000000000002,38.258000000000003,113.63,2316.9,2122.6999999999998,2334.4,2480.6,39.064,23.774999999999999,39.189,53.707000000000001,8054.7,7413.2,8079.3,8652.5,50837,45686,51753,54472,205.85,144.84,212.23,273.43,47447,43403,47906,50921,95.450999999999993,35.659999999999997,82.438999999999993,174.81,2.3252000000000002,1.8977999999999999,2.2465000000000002,2.8685,2.6137000000000001,2.2677999999999998,2.6116000000000001,2.9807999999999999,0.74595,0.67118999999999995,0.73845000000000005,0.83074999999999999,135100,124230,136780,143200,0.11516,0.10738,0.11493,0.1235,5.0888,4.1146000000000003,4.8807999999999998,6.3227000000000002,34.643000000000001,29.448,34.701999999999998,39.454000000000001]
[1.3333299999999999,0.18744,0.16769000000000001,0.19339000000000001,0.19700999999999999,6.2180999999999997,4.7586000000000004,6.1185,7.8650000000000002,51635,41483,50864,63537,3.9636,3.4975000000000001,3.8969,4.4736000000000002,96.34,92.26,97.168000000000006,99.094999999999999,26.684000000000001,25.363,26.827999999999999,27.748000000000001,0.19750999999999999,0.17974999999999999,0.19785,0.21512999999999999,34653,31510,34959,37178,0.34927000000000002,0.28788000000000002,0.36021999999999998,0.41034999999999999,18843,16766,18674,20977,5.8613999999999997,2.7061999999999999,5.1646000000000001,9.9940999999999995,0.80588000000000004,0.72135000000000005,0.79974999999999996,0.90691999999999995,53.061,22.803000000000001,37.749000000000002,112.54,2250.4,2055.6999999999998,2267.3000000000002,2420.1,39.064,23.774999999999999,39.189,53.707000000000001,8124.5,7385.5,8157.2,8765.2000000000007,51233,46206,51979,55159,203.89,144.16999999999999,209.23,273.08,47428,43100,47864,51139,97.995000000000005,36.957000000000001,84.549000000000007,178.69,2.3578999999999999,1.9023000000000001,2.2665999999999999,2.9220000000000002,2.7046000000000001,2.3161,2.6920999999999999,3.0922999999999998,0.76905999999999997,0.68615999999999999,0.7581,0.86212999999999995,136710,124630,138000,145860,0.11836000000000001,0.11033999999999999,0.11803,0.12640000000000001,5.1970999999999998,4.2157,4.9894999999999996,6.4668999999999999,35.488999999999997,29.895,35.67,40.734999999999999]
[1.4166700000000001,0.18661,0.17075000000000001,0.19139999999999999,0.19639000000000001,6.2180999999999997,4.7586000000000004,6.1185,7.8650000000000002,51289,41385,50786,62744,3.9542000000000002,3.4849000000000001,3.8976000000000002,4.4893000000000001,94.972999999999999,89.409000000000006,96.253,98.611000000000004,25.789000000000001,24.085999999999999,26.062999999999999,27.056999999999999,0.19772000000000001,0.17793999999999999,0.19844000000000001,0.21665999999999999,34943,31586,35346,37550,0.35543999999999998,0.27753,0.36518,0.42209999999999998,18858,16670,18778,21144,5.9755000000000003,2.7746,5.2049000000000003,10.101000000000001,0.83618999999999999,0.73887999999999998,0.82854000000000005,0.93701000000000001,51.658000000000001,22.178999999999998,36.761000000000003,109,2168.5,1946,2183.1999999999998,2355.3000000000002,39.064,23.774999999999999,39.189,53.707000000000001,8140.7,7355.9,8229.6,8840.9,51302,45736,52101,55420,204.1,144.16999999999999,208.15,270.95,47048,42247,47435,51093,99.828999999999994,37.777999999999999,85.311000000000007,181.95,2.3732000000000002,1.9111,2.2877999999999998,2.9748999999999999,2.7761,2.3694999999999999,2.7761999999999998,3.1936,0.78793000000000002,0.70109999999999995,0.77671999999999997,0.88465000000000005,137360,124430,139000,147740,0.12089,0.11253000000000001,0.12044000000000001,0.12995999999999999,5.2713000000000001,4.2706999999999997,5.0347,6.5355999999999996,36.024999999999999,29.417000000000002,36.326000000000001,41.719000000000001]
[1.5,0.18595999999999999,0.17335,0.18991,0.19502,6.2180999999999997,4.7586000000000004,6.1185,7.8650000000000002,51512,41719,51200,62819,3.9761000000000002,3.4799000000000002,3.9135,4.5365000000000002,95.552000000000007,91.676000000000002,95.771000000000001,99.668999999999997,25.49,24.260999999999999,25.629000000000001,26.552,0.19964999999999999,0.18110000000000001,0.19955999999999999,0.21815999999999999,35473,32576,35763,37935,0.36552000000000001,0.28025,0.37858000000000003,0.43525999999999998,19018,16761,18797,21462,6.1750999999999996,2.8325999999999998,5.3973000000000004,10.401,0.85984000000000005,0.76056000000000001,0.85031000000000001,0.96321000000000001,51.262999999999998,22.074000000000002,36.484999999999999,108.85,2110.3000000000002,1888.1,2126.1,2291.5,39.064,23.774999999999999,39.189,53.707000000000001,8252,7421.7,8318,8941.6,51856,47008,52515,55795,205.89,144.84,212.71,274.16000000000003,47128,42632,47390,50939,103.26,39.173000000000002,87.706000000000003,183.72,2.4196,1.9381999999999999,2.3393000000000002,3.0548000000000002,2.8856999999999999,2.4611999999999998,2.9049,3.3132999999999999,0.80498000000000003,0.71392,0.79601,0.90327999999999997,139490,126660,141100,149320,0.12119000000000001,0.11280999999999999,0.12045,0.13028000000000001,5.3090000000000002,4.2823000000000002,5.0777999999999999,6.5949999999999998,36.923000000000002,29.914000000000001,37.448,43.119]
[1.5833299999999999,0.18775,0.17630000000000001,0.19081999999999999,0.19588,6.2180999999999997,4.7586000000000004,6.1185,7.8650000000000002,51941,41836,51399,63561,4.0450999999999997,3.5482999999999998,3.9857,4.6159999999999997,97.14,94.605999999999995,97.066000000000003,100,25.763000000000002,24.861999999999998,25.821999999999999,26.63,0.20382,0.18479999999999999,0.20407,0.22256000000000001,36267,33534,36476,38746,0.38108999999999998,0.28602,0.39337,0.45437,19379,17068,19136,21820,6.4698000000000002,2.9799000000000002,5.7050000000000001,10.863,0.88673000000000002,0.78693000000000002,0.87548000000000004,0.99160999999999999,51.939,22.193999999999999,36.649000000000001,110.47,2078.6,1875,2096.5,2257.1999999999998,39.064,23.774999999999999,39.189,53.707000000000001,8466.6,7723.5,8534.6,9174.2000000000007,52815,48291,53287,56688,206.36,145.19999999999999,212.71,274.37,47769,43329,48084,51775,108.4,41.271999999999998,92.298000000000002,192.27,2.5021,2.0074999999999998,2.4060999999999999,3.1511999999999998,3.0434000000000001,2.5972,3.048,3.4750000000000001,0.82820000000000005,0.74012999999999995,0.81938,0.93498999999999999,143130,131470,144210,152780,0.12156,0.11280999999999999,0.12106,0.13078000000000001,5.3757000000000001,4.2854000000000001,5.1417000000000002,6.7354000000000003,38.375999999999998,30.241,38.909999999999997,44.896999999999998]
[1.6666700000000001,0.18990000000000001,0.17934,0.19241,0.19721,6.2180999999999997,4.7586000000000004,6.1185,7.8650000000000002,52195,42027,51686,63872,4.1158999999999999,3.6366999999999998,4.0533000000000001,4.6950000000000003,97.912000000000006,95.545000000000002,97.831999999999994,100,26.076000000000001,25.318999999999999,26.032,26.966999999999999,0.20763000000000001,0.18867,0.20841000000000001,0.22674,36921,34097,37120,39557,0.39657999999999999,0.29171999999999998,0.41152,0.47167999999999999,19719,17545,19452,22227,6.7717000000000001,3.1172,5.9744999999999999,11.44,0.91164999999999996,0.81827000000000005,0.90237000000000001,1.0223,52.921999999999997,22.614000000000001,37.268000000000001,112,2054.8000000000002,1848.5,2068.6,2233.5,39.064,23.774999999999999,39.189,53.707000000000001,8672.2000000000007,7898.4,8711.7999999999993,9353.6,53587,48840,53935,57730,206.48,145.19999999999999,212.71,274.37,48439,44077,48699,52522,113.64,43.54,97.271000000000001,198.97,2.5842999999999998,2.0767000000000002,2.4842,3.2441,3.2018,2.7322000000000002,3.2065999999999999,3.6486000000000001,0.85021999999999998,0.75671999999999995,0.84023999999999999,0.96211000000000002,146550,135040,147380,156520,0.12155000000000001,0.11291,0.12142,0.13081000000000001,5.4382999999999999,4.2969999999999997,5.16,6.8643999999999998,39.847000000000001,30.841000000000001,40.823,46.831000000000003]
[1.75,0.18922,0.17795,0.19159999999999999,0.19636000000000001,6.2180999999999997,4.7586000000000004,6.1185,7.8650000000000002,51821,41791,51234,63285,4.1196999999999999,3.6067999999999998,4.0435999999999996,4.7081,96.933000000000007,94.402000000000001,97.16,100,25.771000000000001,25.052,25.806000000000001,26.702999999999999,0.20796999999999999,0.18834000000000001,0.20780999999999999,0.22797000000000001,36969,33712,37242,40025,0.40367999999999998,0.29289999999999999,0.42143999999999998,0.48276999999999998,19743,17301,19541,22244,6.9248000000000003,3.2109000000000001,6.1551,11.662000000000001,0.92583000000000004,0.82181999999999999,0.91820000000000002,1.0406,52.783000000000001,22.074999999999999,37.360999999999997,112.22,2004.6,1782.5,2017.8,2202.8000000000002,39.064,23.774999999999999,39.189,53.707000000000001,8717.4,7846.4,8765.6,9439.2999999999993,53457,48035,53930,58068,206.12,145.08000000000001,212.71,274.08,48298,43488,48658,52627,116.16,45.594000000000001,100.32,203.36,2.6135999999999999,2.0962000000000001,2.5024999999999999,3.2589999999999999,3.2887,2.8056000000000001,3.2904,3.7629000000000001,0.85980000000000001,0.76434000000000002,0.84884999999999999,0.97231000000000001,147290,133470,148710,158380,0.12081,0.11189,0.12096,0.13008,5.4405999999999999,4.2672999999999996,5.1679000000000004,6.9160000000000004,40.49,30.916,41.274000000000001,47.847999999999999]
[1.8333299999999999,0.18992000000000001,0.18001,0.19197,0.19613,6.2180999999999997,4.7586000000000004,6.1185,7.8650000000000002,51852,42016,51336,63411,4.1580000000000004,3.6528,4.0814000000000004,4.7655000000000003,97.18,94.965000000000003,97.171999999999997,100,25.731999999999999,24.963000000000001,25.707999999999998,26.616,0.21013999999999999,0.18986,0.20966000000000001,0.23086999999999999,37481,34443,37760,40426,0.41314000000000001,0.29432999999999998,0.43175000000000002,0.49487999999999999,19941,17471,19739,22585,7.1375999999999999,3.2978999999999998,6.38,12.035,0.94662999999999997,0.84582000000000002,0.94116,1.0573999999999999,53.052,22.266999999999999,37.393999999999998,111.52,1972.3,1755.1,1982,2169.1999999999998,39.064,23.774999999999999,39.189,53.707000000000001,8843.7999999999993,7992.9,8875.1,9582.5,54027,48933,54497,58728,206.26,145.19999999999999,212.48,273.77999999999997,48613,43977,48782,52965,119.64,47.438000000000002,103.6,209.05,2.6625999999999999,2.1185999999999998,2.5611000000000002,3.3249,3.3953000000000002,2.9096000000000002,3.3851,3.8765999999999998,0.87551999999999996,0.77651000000000003,0.86280999999999997,0.98882999999999999,149560,137510,150710,160230,0.12095,0.1118,0.12088,0.13025999999999999,5.4795999999999996,4.2545999999999999,5.1932,6.9667000000000003,41.384,31.152999999999999,42.232999999999997,49.067]
[1.9166700000000001,0.19117999999999999,0.18306,0.19295999999999999,0.19613,6.2180999999999997,4.7586000000000004,6.1185,7.8650000000000002,51958,41970,51265,63647,4.2076000000000002,3.6926000000000001,4.1261999999999999,4.8137999999999996,97.555999999999997,95.763999999999996,97.385000000000005,100,25.824999999999999,25.126999999999999,25.722000000000001,26.614999999999998,0.21282999999999999,0.19375999999999999,0.2122,0.23347000000000001,38063,34966,38312,40938,0.42403000000000002,0.29704000000000003,0.44318000000000002,0.50992999999999999,20196,17738,19999,22887,7.3630000000000004,3.4140999999999999,6.6158999999999999,12.374000000000001,0.96669000000000005,0.86707999999999996,0.95996999999999999,1.0763,53.603999999999999,22.486999999999998,37.704000000000001,112.18,1948.8,1727.4,1963,2143.4,39.064,23.774999999999999,39.189,53.707000000000001,8998.6,8187.7,9027.7000000000007,9754.1,54744,49238,55294,59323,206.28,145.08000000000001,212.71,273.77999999999997,49138,44538,49291,53175,123.46,49.63,107.32,214.48,2.7208999999999999,2.1638999999999999,2.6160999999999999,3.4005999999999998,3.5124,3.0238,3.5114000000000001,4.0038999999999998,0.89105000000000001,0.79259999999999997,0.88153000000000004,1.0018,152300,140180,153210,162920,0.12091,0.11149000000000001,0.12091,0.13047,5.5162000000000004,4.2621000000000002,5.2163000000000004,7.0834999999999999,42.398000000000003,31.486000000000001,43.594999999999999,50.405000000000001]
[2,0.19184999999999999,0.18586,0.19334999999999999,0.19569,6.2180999999999997,4.7586000000000004,6.1185,7.8650000000000002,51880,41851,51217,63607,4.2449000000000003,3.7115999999999998,4.165,4.8624999999999998,97.546999999999997,96.188999999999993,97.296999999999997,100,25.829000000000001,25.216999999999999,25.681999999999999,26.605,0.21512999999999999,0.19583,0.21529999999999999,0.23562,38513,35303,38846,41386,0.43330999999999997,0.29751,0.45368999999999998,0.52325999999999995,20286,17734,20062,22977,7.5481999999999996,3.5169000000000001,6.7994000000000003,12.726000000000001,0.98087999999999997,0.87990000000000002,0.97543000000000002,1.0869,54.076000000000001,22.699000000000002,37.938000000000002,113.64,1925.8,1698.3,1935.8,2119.5,39.064,23.774999999999999,39.189,53.707000000000001,9104.4,8289.4,9136.7999999999993,9874.7999999999993,55247,49340,55726,59867,206.2,145.19999999999999,212.71,273.77999999999997,49399,44655,49500,53455,126.78,51.399000000000001,110.39,221.39,2.7761,2.1962000000000002,2.6638000000000002,3.4777999999999998,3.6131000000000002,3.1217999999999999,3.6141000000000001,4.1128999999999998,0.90281,0.80037000000000003,0.89381999999999995,1.0152000000000001,154560,142080,155550,165250,0.1202,0.11096,0.12010999999999999,0.12941,5.5259999999999998,4.2488000000000001,5.2309999999999999,7.1208999999999998,43.25,31.678999999999998,44.658999999999999,51.588999999999999]
[2.0833300000000001,0.19287000000000001,0.18922,0.19409999999999999,0.19556999999999999,6.2180999999999997,4.7586000000000004,6.1185,7.8650000000000002,51921,41795,51219,63686,4.2934000000000001,3.7545999999999999,4.2146999999999997,4.9249999999999998,97.775999999999996,96.825000000000003,97.531999999999996,100,25.858000000000001,25.283000000000001,25.716000000000001,26.716999999999999,0.21862999999999999,0.19853999999999999,0.21883,0.23851,39095,35788,39453,41935,0.44496999999999998,0.29783999999999999,0.46640999999999999,0.53874999999999995,20369,17854,20138,23062,7.7202000000000002,3.6059000000000001,6.9721000000000002,13.065,0.99933000000000005,0.89847999999999995,0.99214000000000002,1.1062000000000001,54.588999999999999,23.021000000000001,38.116999999999997,114.8,1909.9,1679.7,1925.5,2105.1999999999998,39.064,23.774999999999999,39.189,53.707000000000001,9232.7000000000007,8426.7000000000007,9260.2999999999993,9976.1,55878,50003,56386,60498,206.15,144.94,212.71,273.77999999999997,49755,44992,50040,53732,129.97999999999999,52.877000000000002,113.48,228.06,2.8494000000000002,2.2570999999999999,2.7322000000000002,3.5878000000000001,3.7342,3.2088000000000001,3.7425000000000002,4.2450999999999999,0.91883000000000004,0.81728000000000001,0.90893000000000002,1.0349999999999999,157210,145180,158080,167860,0.11991,0.11108999999999999,0.11989,0.12852,5.5473999999999997,4.2587000000000002,5.2497999999999996,7.1722000000000001,44.305999999999997,31.888000000000002,45.95,52.938000000000002]
[2.1666699999999999,0.19391,0.19187000000000001,0.19481999999999999,0.19589999999999999,6.2180999999999997,4.7586000000000004,6.1185,7.8650000000000002,52004,41869,51289,63898,4.3465999999999996,3.8191999999999999,4.2571000000000003,4.9923999999999999,98.049000000000007,97.304000000000002,97.847999999999999,99.414000000000001,25.856999999999999,25.308,25.727,26.655000000000001,0.22256000000000001,0.20269999999999999,0.22259000000000001,0.24253,39751,36308,40133,42549,0.45749000000000001,0.30008000000000001,0.48225000000000001,0.55393999999999999,20476,17972,20220,23230,7.8752000000000004,3.6543999999999999,7.1146000000000003,13.446,1.0209999999999999,0.92532999999999999,1.016,1.1284000000000001,55.027999999999999,23.141999999999999,38.298999999999999,115.25,1899.1,1672.8,1919.4,2093.5,39.064,23.774999999999999,39.189,53.707000000000001,9379.5,8591.7000000000007,9401.7000000000007,10124,56605,50760,57114,61174,206.41,145.19999999999999,212.71,274.45999999999998,50182,45556,50563,54074,132.91999999999999,54.293999999999997,117.59,233.41,2.9275000000000002,2.327,2.8086000000000002,3.6802000000000001,3.8639000000000001,3.3439000000000001,3.8557999999999999,4.3846999999999996,0.93718000000000001,0.83135999999999999,0.92761000000000005,1.0548,160050,148480,161010,170620,0.11992,0.11108999999999999,0.11984,0.12875,5.5753000000000004,4.2617000000000003,5.2751999999999999,7.2262000000000004,45.417999999999999,32.119,47.188000000000002,54.344999999999999]
[2.25,0.19497,0.19303000000000001,0.19589000000000001,0.19686000000000001,6.2180999999999997,4.7586000000000004,6.1185,7.8650000000000002,52122,41907,51490,63676,4.4020000000000001,3.8633000000000002,4.3068,5.0537999999999998,98.165999999999997,97.602000000000004,98.325000000000003,99.346999999999994,25.797999999999998,25.27,25.79,26.56,0.22670999999999999,0.2072,0.22624,0.24656,40451,37144,40807,43160,0.46933999999999998,0.30270999999999998,0.49646000000000001,0.57184999999999997,20607,18075,20346,23435,8.0119000000000007,3.7145000000000001,7.1955,13.685,1.046,0.94621,1.042,1.1551,55.277000000000001,23.315999999999999,38.621000000000002,116.16,1893.3,1677.5,1915.8,2083.4,39.064,23.774999999999999,39.189,53.707000000000001,9528.7000000000007,8735,9557.1,10275,57398,51982,57975,61762,206.12,145.05000000000001,212.71,274.08,50640,46189,50977,54553,135.47999999999999,55.119,120.46,235.86,3.0013999999999998,2.3809999999999998,2.8938999999999999,3.7856999999999998,3.9853000000000001,3.4548000000000001,3.9769999999999999,4.5034000000000001,0.95687,0.84669000000000005,0.94674999999999998,1.0792999999999999,162900,151880,164020,173260,0.12075,0.11203,0.12075,0.12939000000000001,5.6238999999999999,4.2866,5.3029000000000002,7.3109000000000002,46.463000000000001,32.402999999999999,48.365000000000002,55.960999999999999]
[2.3333300000000001,0.19392000000000001,0.18554999999999999,0.19569,0.19782,6.2180999999999997,4.7586000000000004,6.1185,7.8650000000000002,51596,41442,50976,63481,4.3855000000000004,3.8424,4.2916999999999996,5.077,96.177999999999997,91.015000000000001,97.370999999999995,99.135000000000005,25.08,23.513999999999999,25.302,26.172999999999998,0.22713,0.20522000000000001,0.22703000000000001,0.24890999999999999,40439,36664,40845,43454,0.47036,0.30231999999999998,0.49873000000000001,0.58030999999999999,20420,17948,20182,23327,7.9673999999999996,3.7269999999999999,7.2081999999999997,13.677,1.0745,0.96826999999999996,1.0745,1.1856,53.944000000000003,22.808,37.860999999999997,113.19,1852.4,1631.9,1867,2053.8000000000002,39.064,23.774999999999999,39.189,53.707000000000001,9464.6,8562.2999999999993,9544.2999999999993,10266,57029,51142,57662,61817,204.03,143.99,209.93,270.79000000000002,50065,45097,50506,54355,134.6,53.506999999999998,119.83,235.27,3.0074999999999998,2.3915999999999999,2.9056000000000002,3.7766000000000002,4.0084,3.4636999999999998,3.9921000000000002,4.5782999999999996,0.97128999999999999,0.85865000000000002,0.96065,1.0888,162060,148010,163540,173270,0.12379,0.11564000000000001,0.12347,0.13302,5.6976000000000004,4.3524000000000003,5.3875000000000002,7.4131999999999998,46.472999999999999,31.797000000000001,48.67,56.436999999999998]
[2.4166699999999999,0.19155,0.18246999999999999,0.1938,0.19711999999999999,6.2180999999999997,4.7586000000000004,6.1185,7.8650000000000002,51284,41456,50651,62534,4.3613999999999997,3.7938999999999998,4.2725999999999997,5.0232999999999999,95.134,90.466999999999999,96.28,98.748000000000005,24.42,22.962,24.693999999999999,25.645,0.22717000000000001,0.20351,0.22713,0.24870999999999999,40465,36798,40852,43445,0.47016000000000002,0.28831000000000001,0.50177000000000005,0.58384000000000003,20208,17644,19951,23079,7.9146000000000001,3.7092000000000001,7.1166999999999998,13.356999999999999,1.0961000000000001,0.98001000000000005,1.0959000000000001,1.2135,52.536000000000001,21.893999999999998,37.097000000000001,110.21,1805,1579.3,1817.3,2012.3,39.064,23.774999999999999,39.189,53.707000000000001,9398,8494.7999999999993,9473.9,10225,56711,50443,57333,61595,204.59,143.86000000000001,210.95,273.67,49419,44186,49806,53827,133.44,53.795000000000002,117.2,233.7,3.0051999999999999,2.3740999999999999,2.9190999999999998,3.7309999999999999,4.0263999999999998,3.4272999999999998,4.0370999999999997,4.5869999999999997,0.98328000000000004,0.86348999999999998,0.97270999999999996,1.1006,161170,146370,162660,173330,0.12623999999999999,0.11759,0.12587000000000001,0.13564000000000001,5.7423999999999999,4.4272,5.4612999999999996,7.4187000000000003,46.332000000000001,30.584,48.515999999999998,57.063000000000002]
[2.5,0.18962000000000001,0.18060999999999999,0.19153000000000001,0.19586000000000001,6.2180999999999997,4.7586000000000004,6.1185,7.8650000000000002,51532,41435,50987,63234,4.3734999999999999,3.78,4.2847,5.0507999999999997,95.692999999999998,92.105999999999995,96.016000000000005,100,24.244,22.946000000000002,24.4,25.3,0.22886999999999999,0.20538000000000001,0.2291,0.25045000000000001,40786,37505,41124,43632,0.47543999999999997,0.27717000000000003,0.50739000000000001,0.58721999999999996,20140,17605,19848,23030,8.0006000000000004,3.7450000000000001,7.1407999999999996,13.6,1.1122000000000001,0.99965999999999999,1.1100000000000001,1.2292000000000001,51.774000000000001,21.667000000000002,36.832000000000001,108.34,1769.7,1558,1782.3,1981.3,39.064,23.774999999999999,39.189,53.707000000000001,9437.9,8490.6,9520.1,10220,56859,51315,57390,61597,205.86,144.84,212.64,273.93,49227,44474,49699,53285,134.84,55.152999999999999,118.97,236.54,3.0445000000000002,2.4119000000000002,2.9552,3.7759,4.1039000000000003,3.4998,4.1265000000000001,4.6797000000000004,0.99458999999999997,0.87119000000000002,0.98258999999999996,1.119,161990,147790,163390,173380,0.12659000000000001,0.11737,0.12637999999999999,0.1358,5.7617000000000003,4.4234999999999998,5.4890999999999996,7.4870999999999999,46.652999999999999,30.382999999999999,49.155000000000001,57.558]
[2.5833300000000001,0.19081000000000001,0.18126,0.19247,0.19675999999999999,6.2180999999999997,4.7586000000000004,6.1185,7.8650000000000002,52117,41832,51512,63993,4.4482999999999997,3.8317000000000001,4.3655999999999997,5.1386000000000003,97.444999999999993,94.825999999999993,97.539000000000001,100,24.658000000000001,23.806000000000001,24.689,25.504999999999999,0.23366000000000001,0.21145,0.23336000000000001,0.25639000000000001,41535,38490,41742,44298,0.48960999999999999,0.28099000000000002,0.52612000000000003,0.60923000000000005,20326,17801,19940,23303,8.2420000000000009,3.8622999999999998,7.3760000000000003,14.097,1.1398999999999999,1.0305,1.1315999999999999,1.2545999999999999,52.35,22.146999999999998,37.134,109.41,1757.1,1533.2,1768.9,1956.3,39.064,23.774999999999999,39.189,53.707000000000001,9620,8653.2000000000007,9697.2999999999993,10407,57630,52521,58137,62108,206.37,145.08000000000001,212.71,274.45999999999998,49726,44959,49983,54041,139.01,55.542999999999999,123.36,244.36,3.1364000000000001,2.4853999999999998,3.0335000000000001,3.9192,4.2614999999999998,3.6530999999999998,4.2751999999999999,4.8345000000000002,1.0176000000000001,0.89259999999999995,1.0027999999999999,1.1460999999999999,165090,151340,166300,176090,0.127,0.11778,0.12711,0.13582,5.8259999999999996,4.4458000000000002,5.5366,7.6795999999999998,47.859000000000002,30.681999999999999,50.771000000000001,59.223999999999997]
[2.6666699999999999,0.19242999999999999,0.18404999999999999,0.19364000000000001,0.19775000000000001,6.2180999999999997,4.7586000000000004,6.1185,7.8650000000000002,52258,41896,51579,64209,4.5208000000000004,3.9022000000000001,4.4413999999999998,5.2148000000000003,98.094999999999999,95.662999999999997,98.242000000000004,100,25.027000000000001,24.251999999999999,25.021000000000001,25.81,0.23780000000000001,0.21642,0.23698,0.26068999999999998,42068,39025,42194,44971,0.50365000000000004,0.2883,0.53951000000000005,0.62788999999999995,20476,18032,20066,23408,8.4846000000000004,4.0133000000000001,7.5923999999999996,14.393000000000001,1.1645000000000001,1.0595000000000001,1.1551,1.2833000000000001,53.255000000000003,22.5,37.454000000000001,110.92,1749.6,1535.7,1760,1950.1,39.064,23.774999999999999,39.189,53.707000000000001,9777.7000000000007,8916.2999999999993,9819.7000000000007,10573,58106,53446,58361,62670,206.47,145.08000000000001,212.71,274.52999999999997,50174,45608,50448,54559,143.13,58.405999999999999,126.98,252.61,3.2235,2.5737999999999999,3.1284999999999998,4.0321999999999996,4.4158999999999997,3.8290000000000002,4.4260000000000002,4.9874999999999998,1.0382,0.91069,1.0228999999999999,1.1669,167700,155770,168310,178740,0.12706999999999999,0.11755,0.12723000000000001,0.13599,5.8806000000000003,4.4596999999999998,5.6029,7.7718999999999996,49.094000000000001,31.042999999999999,52.052,60.82]
[2.75,0.19144,0.18276000000000001,0.19248000000000001,0.19689999999999999,6.2180999999999997,4.7586000000000004,6.1185,7.8650000000000002,51882,41701,51255,63620,4.5246000000000004,3.8904999999999998,4.4409000000000001,5.2222999999999997,97.207999999999998,94.653999999999996,97.453000000000003,100,24.827999999999999,24.056000000000001,24.887,25.699000000000002,0.23809,0.21708,0.23710000000000001,0.26082,41960,38669,42090,45140,0.50807000000000002,0.29226000000000002,0.54412000000000005,0.63688999999999996,20314,17791,19975,23198,8.5725999999999996,4.1085000000000003,7.7495000000000003,14.542999999999999,1.1734,1.0586,1.1604000000000001,1.2959000000000001,53.16,22.437000000000001,37.173000000000002,111.14,1723.2,1514.6,1725.1,1933.5,39.064,23.774999999999999,39.189,53.707000000000001,9772.4,8877.2000000000007,9827.9,10607,57685,52353,58106,62529,206.04,145.08000000000001,211.9,274.52999999999997,49867,45202,50054,54352,144.30000000000001,59.091000000000001,129.33000000000001,254.28,3.2479,2.5969000000000002,3.1459000000000001,4.0564999999999998,4.4823000000000004,3.8917000000000002,4.4988000000000001,5.0647000000000002,1.0431999999999999,0.91693999999999998,1.0290999999999999,1.1741999999999999,167480,154260,168480,178750,0.1263,0.11650000000000001,0.12672,0.13546,5.8696000000000002,4.4340999999999999,5.6210000000000004,7.8009000000000004,49.405000000000001,31.091999999999999,52.377000000000002,61.451000000000001]
[2.8333300000000001,0.19189999999999999,0.18473000000000001,0.19275,0.1966,6.2180999999999997,4.7586000000000004,6.1185,7.8650000000000002,51990,41818,51414,63603,4.5640999999999998,3.9184999999999999,4.4797000000000002,5.2756999999999996,97.492999999999995,95.198999999999998,97.54,100,24.863,24.106000000000002,24.835000000000001,25.763000000000002,0.24051,0.21864,0.23902000000000001,0.26377,42343,39052,42535,45491,0.51559999999999995,0.29219000000000001,0.55467999999999995,0.64707999999999999,20346,17738,19999,23325,8.7310999999999996,4.1538000000000004,7.843,14.912000000000001,1.1893,1.0732999999999999,1.1792,1.3132999999999999,53.502000000000002,22.311,37.128999999999998,112.47,1710.7,1498.3,1711.4,1924.5,39.064,23.774999999999999,39.189,53.707000000000001,9861.6,8962.7999999999993,9873.5,10704,57983,52499,58383,62757,206.2,145.08000000000001,212.17,274.52999999999997,50006,45343,50244,54396,146.63,60.045999999999999,131.12,259.49,3.2968999999999999,2.6190000000000002,3.1871999999999998,4.1322000000000001,4.5785999999999998,3.9807000000000001,4.5766999999999998,5.1890999999999998,1.056,0.92800000000000005,1.0422,1.1884999999999999,168920,156490,169800,179900,0.12642,0.11686000000000001,0.12665999999999999,0.13613,5.8978000000000002,4.4311999999999996,5.6454000000000004,7.8491,50.033000000000001,31.306000000000001,53.213000000000001,62.246000000000002]
[2.9166699999999999,0.19281999999999999,0.18829000000000001,0.19345000000000001,0.19647999999999999,6.2180999999999997,4.7586000000000004,6.1185,7.8650000000000002,52059,41980,51449,63902,4.6090999999999998,3.9540999999999999,4.5321999999999996,5.3388,97.718000000000004,95.858000000000004,97.582999999999998,100,24.951000000000001,24.302,24.83,25.817,0.24307000000000001,0.22178,0.24168999999999999,0.26465,42751,39655,42928,45880,0.52434999999999998,0.29497000000000001,0.56681000000000004,0.65932000000000002,20411,17743,20035,23433,8.8973999999999993,4.2759,8.0412999999999997,15.257,1.2057,1.0915999999999999,1.1969000000000001,1.3302,53.994,22.521000000000001,37.493000000000002,112.97,1701.4,1485.1,1704,1921.4,39.064,23.774999999999999,39.189,53.707000000000001,9966.7000000000007,9113.7999999999993,9972.7000000000007,10772,58344,53355,58794,63164,206.28,144.84,212.5,274.37,50243,45861,50491,54454,149.26,61.348999999999997,134.07,264.64,3.3504,2.6707999999999998,3.2414999999999998,4.2146999999999997,4.6829999999999998,4.0827999999999998,4.6787000000000001,5.2877999999999998,1.069,0.94103999999999999,1.0557000000000001,1.2018,170640,158880,171160,181810,0.1263,0.11683,0.12667999999999999,0.13588,5.923,4.4550000000000001,5.6764999999999999,7.9192999999999998,50.77,31.666,54.08,63.542000000000002]
[3,0.19320999999999999,0.19016,0.19369,0.19592999999999999,6.2180999999999997,4.7586000000000004,6.1185,7.8650000000000002,51959,41886,51303,63699,4.6398999999999999,3.9866999999999999,4.5643000000000002,5.3753000000000002,97.671999999999997,96.231999999999999,97.475999999999999,100,24.974,24.408000000000001,24.838000000000001,25.690999999999999,0.24540999999999999,0.22511999999999999,0.24451000000000001,0.26780999999999999,43026,39800,43180,46187,0.53119000000000005,0.29665999999999998,0.57357000000000002,0.66783000000000003,20410,17730,20023,23439,9.0152000000000001,4.3023999999999996,8.1698000000000004,15.452,1.2172000000000001,1.1008,1.2060999999999999,1.3391,54.401000000000003,22.774000000000001,37.966999999999999,113.96,1692.2,1467.2,1692.8,1916.2,39.064,23.774999999999999,39.189,53.707000000000001,10053,9219.7000000000007,10060,10810,58575,53133,58963,63339,206.18,144.9,212.41,274.45999999999998,50512,45948,50622,54844,151.31,62.259,137.16,268.44,3.4020999999999999,2.7237,3.2860999999999998,4.2933000000000003,4.7662000000000004,4.1614000000000004,4.7596999999999996,5.3601000000000001,1.0773999999999999,0.94752999999999998,1.0641,1.2095,171970,160530,172520,182820,0.12559000000000001,0.11619,0.12586,0.1346,5.9173999999999998,4.4463999999999997,5.6582999999999997,7.9513999999999996,51.348999999999997,31.911999999999999,54.673000000000002,64.004999999999995]
[3.0833300000000001,0.19392000000000001,0.19200999999999999,0.19436,0.19581999999999999,6.2180999999999997,4.7586000000000004,6.1185,7.8650000000000002,51968,41764,51352,63755,4.6798999999999999,4.0195999999999996,4.6051000000000002,5.4353999999999996,97.849000000000004,96.813000000000002,97.647000000000006,99.676000000000002,25.029,24.513000000000002,24.902000000000001,25.683,0.24926999999999999,0.22814000000000001,0.24784,0.27378999999999998,43415,40286,43596,46568,0.53974,0.2989,0.58238999999999996,0.67728999999999995,20456,17762,20060,23434,9.1166,4.3464999999999998,8.2996999999999996,15.721,1.2343999999999999,1.1158999999999999,1.2229000000000001,1.3565,54.859000000000002,22.959,38.273000000000003,114.31,1689.3,1457.7,1697.8,1916.9,39.064,23.774999999999999,39.189,53.707000000000001,10183,9358.6,10200,10949,58985,53339,59531,63753,206.15,144.72999999999999,212.23,274.45999999999998,51035,46552,51198,55284,153.22999999999999,63.281999999999996,139.03,272.37,3.4719000000000002,2.8014000000000001,3.3439999999999999,4.3613,4.8639999999999999,4.2454000000000001,4.8521999999999998,5.4832000000000001,1.0895999999999999,0.95894000000000001,1.0761000000000001,1.2213000000000001,173740,162630,174480,184320,0.12526000000000001,0.11634,0.12573999999999999,0.13424,5.9222000000000001,4.4260000000000002,5.6715999999999998,7.9842000000000004,52.072000000000003,32.143999999999998,55.472000000000001,65.248000000000005]
[3.1666699999999999,0.19472,0.19350000000000001,0.19500999999999999,0.19603999999999999,6.2180999999999997,4.7586000000000004,6.1185,7.8650000000000002,52027,41757,51397,63958,4.7249999999999996,4.0685000000000002,4.6563999999999997,5.5003000000000002,98.081000000000003,97.343000000000004,97.935000000000002,99.253,25.07,24.59,24.972999999999999,25.648,0.25384000000000001,0.23211999999999999,0.25237999999999999,0.27961999999999998,43889,40773,44017,46881,0.54901,0.30237999999999998,0.59431999999999996,0.69260999999999995,20544,17878,20122,23479,9.2042999999999999,4.383,8.3829999999999991,15.968,1.2543,1.1357999999999999,1.2424999999999999,1.3785000000000001,55.259,23.12,38.555999999999997,115.29,1691.3,1466.6,1698.6,1912.5,39.064,23.774999999999999,39.189,53.707000000000001,10338,9535.7999999999993,10352,11115,59523,54018,60121,64119,206.4,144.9,212.71,274.8,51675,47224,51794,55715,155,64.736000000000004,140.76,276.14,3.5482,2.8601000000000001,3.4205999999999999,4.4661,4.9684999999999997,4.3445999999999998,4.9485999999999999,5.6001000000000003,1.1041000000000001,0.97370999999999996,1.0901000000000001,1.2396,175800,165120,176670,186020,0.12523999999999999,0.1166,0.12564,0.13414999999999999,5.9359000000000002,4.4212999999999996,5.6936,8.0010999999999992,52.844000000000001,32.225999999999999,56.591000000000001,66.444999999999993]
[3.25,0.19547999999999999,0.19402,0.19602,0.19700000000000001,6.2180999999999997,4.7586000000000004,6.1185,7.8650000000000002,52102,41885,51540,63811,4.7679999999999998,4.0823,4.6951000000000001,5.5747,98.102999999999994,97.606999999999999,98.347999999999999,99.21,25.035,24.6,25.045000000000002,25.654,0.25800000000000001,0.23466999999999999,0.25712000000000002,0.28383000000000003,44363,40896,44539,47377,0.55691000000000002,0.30409999999999998,0.60624,0.70335000000000003,20648,17918,20262,23584,9.2698,4.4493,8.4379000000000008,16.12,1.2763,1.1580999999999999,1.2707999999999999,1.4009,55.478000000000002,23.204000000000001,38.738999999999997,116.14,1695.9,1476,1705.7,1907.2,39.064,23.774999999999999,39.189,53.707000000000001,10479,9666.4,10501,11255,60061,54595,60624,64633,206.26,144.9,212.48,274.52999999999997,52300,47711,52523,56490,156.31,65.727999999999994,141.35,273.95999999999998,3.6168,2.9131999999999998,3.4882,4.5357000000000003,5.0586000000000002,4.4135999999999997,5.0388000000000002,5.7008999999999999,1.1193,0.98579000000000006,1.1068,1.2517,177700,166860,178720,187640,0.12603,0.11781,0.12626000000000001,0.13489000000000001,5.9679000000000002,4.4356999999999998,5.7129000000000003,8.0837000000000003,53.491999999999997,32.351999999999997,57.505000000000003,67.570999999999998]
[3.3333300000000001,0.19427,0.18745000000000001,0.19578000000000001,0.1978,6.2180999999999997,4.7586000000000004,6.1185,7.8650000000000002,51656,41586,51058,63320,4.7382,4.0464000000000002,4.67,5.5137999999999998,96.16,91.224000000000004,97.26,99.304000000000002,24.393999999999998,22.978000000000002,24.614999999999998,25.423999999999999,0.25774000000000002,0.23341999999999999,0.25713999999999998,0.28459000000000001,44105,40419,44360,47475,0.55274000000000001,0.30018,0.60258,0.70186000000000004,20473,17801,20171,23527,9.1472999999999995,4.3177000000000003,8.3152000000000008,15.534000000000001,1.2932999999999999,1.1678999999999999,1.2910999999999999,1.4339999999999999,53.997999999999998,22.484000000000002,37.707000000000001,114.11,1670.3,1449.4,1681.3,1877.3,39.064,23.774999999999999,39.189,53.707000000000001,10395,9455.2000000000007,10409,11275,59483,53459,60212,64173,204.12,143.86000000000001,209.99,273.08,51890,46952,52105,56374,154.08000000000001,64.326999999999998,137.44999999999999,270.70999999999998,3.6082000000000001,2.8833000000000002,3.4937999999999998,4.5564,5.0359999999999996,4.367,5.0079000000000002,5.7039,1.1259999999999999,0.99099000000000004,1.107,1.2717000000000001,175900,161840,177780,187600,0.12909999999999999,0.11989,0.12895999999999999,0.13788,6.0236999999999998,4.5157999999999996,5.7995999999999999,8.0754999999999999,52.991,31.571000000000002,56.838000000000001,67.518000000000001]
[3.4166699999999999,0.19233,0.18386,0.19413,0.19708999999999999,6.2180999999999997,4.7586000000000004,6.1185,7.8650000000000002,51390,41347,50885,62906,4.7210999999999999,4.0393999999999997,4.6559999999999997,5.5019,95.555999999999997,91.501000000000005,96.334000000000003,99.007999999999996,23.914999999999999,22.725999999999999,24.094000000000001,24.948,0.25835999999999998,0.23286000000000001,0.25768000000000002,0.28610999999999998,44097,40663,44479,47296,0.55103999999999997,0.29597000000000001,0.60094000000000003,0.70518000000000003,20338,17715,20027,23408,9.0675000000000008,4.2976000000000001,8.2675999999999998,15.420999999999999,1.3101,1.1738999999999999,1.3058000000000001,1.4558,52.664000000000001,21.748999999999999,37.219000000000001,110.13,1644.7,1432.7,1660.4,1855,39.064,23.774999999999999,39.189,53.707000000000001,10365,9468.1,10398,11232,59223,53992,59738,63963,204.7,144.31,209.44,273.37,51645,46614,51949,56070,152.55000000000001,64.082999999999998,137.5,269.29000000000002,3.6101999999999999,2.9016999999999999,3.4998999999999998,4.5212000000000003,5.0385999999999997,4.3406000000000002,5.0373999999999999,5.7317,1.1323000000000001,0.98960999999999999,1.1156999999999999,1.2750999999999999,174940,161470,176470,186630,0.13134000000000001,0.12187000000000001,0.13106000000000001,0.14077000000000001,6.0576999999999996,4.5609000000000002,5.8163,8.1386000000000003,52.584000000000003,30.86,56.412999999999997,67.054000000000002]
[3.5,0.19003999999999999,0.18148,0.19192999999999999,0.19575000000000001,6.2180999999999997,4.7586000000000004,6.1185,7.8650000000000002,51402,41472,50787,62734,4.7140000000000004,4.0271999999999997,4.6398999999999999,5.5011000000000001,95.545000000000002,91.507000000000005,95.974999999999994,100,23.672000000000001,22.431000000000001,23.806000000000001,24.582000000000001,0.25940999999999997,0.23371,0.25958999999999999,0.28555000000000003,44088,40401,44443,47360,0.55228999999999995,0.29487000000000002,0.59819,0.70909,20197,17637,19905,23068,9.0725999999999996,4.2869999999999999,8.2696000000000005,15.728,1.3236000000000001,1.1828000000000001,1.319,1.4632000000000001,51.908999999999999,21.398,36.515999999999998,108.28,1614.6,1401.1,1626.7,1819.9,39.064,23.774999999999999,39.189,53.707000000000001,10375,9451.2999999999993,10426,11228,58967,53602,59491,63494,205.74,144.84,212.17,274.14,51457,46459,51822,55925,152.49,63.48,137.54,266.16000000000003,3.6328999999999998,2.9135,3.5335999999999999,4.5425000000000004,5.0824999999999996,4.3760000000000003,5.0720000000000001,5.7972000000000001,1.1375,0.99409999999999998,1.1201000000000001,1.2817000000000001,174460,160650,175650,186430,0.13136,0.12204,0.13095000000000001,0.14105000000000001,6.0487000000000002,4.5525000000000002,5.7683,8.1119000000000003,52.433999999999997,30.741,56.634999999999998,67.186000000000007]
[3.5833300000000001,0.191,0.18174999999999999,0.19256000000000001,0.19683,6.2180999999999997,4.7586000000000004,6.1185,7.8650000000000002,51971,42025,51436,63099,4.7798999999999996,4.0800999999999998,4.7149999999999999,5.5697000000000001,97.238,94.61,97.441999999999993,100,24.058,23.245000000000001,24.123000000000001,24.869,0.26455000000000001,0.23707,0.26323999999999997,0.29172999999999999,44685,41235,44846,47883,0.56444000000000005,0.29815999999999998,0.61460000000000004,0.72633000000000003,20343,17578,20152,23459,9.2731999999999992,4.4577,8.5067000000000004,16.010000000000002,1.3517999999999999,1.2126999999999999,1.3471,1.4953000000000001,52.454999999999998,21.904,36.893000000000001,110.14,1605.3,1400,1611.1,1814.7,39.064,23.774999999999999,39.189,53.707000000000001,10557,9675.2000000000007,10584,11448,59561,54564,60058,64043,206.38,144.9,212.71,274.52999999999997,52067,47310,52122,56605,155.81,65.980999999999995,139.66,276.77,3.7227999999999999,2.9542999999999999,3.6341999999999999,4.6562999999999999,5.2274000000000003,4.4954000000000001,5.2309000000000001,5.9250999999999996,1.1578999999999999,1.0109999999999999,1.1407,1.3106,176820,163130,178110,188350,0.13181999999999999,0.1226,0.13173000000000001,0.14232,6.1005000000000003,4.5827,5.8392999999999997,8.2756000000000007,53.378999999999998,30.542999999999999,57.624000000000002,68.819999999999993]
[3.6666699999999999,0.19262000000000001,0.18522,0.19383,0.1978,6.2180999999999997,4.7586000000000004,6.1185,7.8650000000000002,52258,42105,51591,63805,4.8525999999999998,4.1486999999999998,4.7926000000000002,5.65,98.087999999999994,95.682000000000002,98.221999999999994,100,24.45,23.800999999999998,24.425000000000001,25.196000000000002,0.26973000000000003,0.24329000000000001,0.26843,0.29649999999999999,45171,41675,45284,48488,0.57738999999999996,0.30160999999999999,0.63231999999999999,0.74161999999999995,20498,17801,20254,23745,9.5023999999999997,4.6113999999999997,8.6609999999999996,16.292999999999999,1.3787,1.2377,1.3753,1.5194000000000001,53.36,22.196999999999999,37.567999999999998,111.84,1604.3,1400.2,1604.4,1822.4,39.064,23.774999999999999,39.189,53.707000000000001,10741,9812,10759,11645,60000,54824,60324,64660,206.44,144.96,212.71,274.52999999999997,52754,48052,52908,57286,159.49,68.671000000000006,143.82,281.97000000000003,3.8142999999999998,3.0369999999999999,3.7176999999999998,4.7789000000000001,5.3817000000000004,4.6760999999999999,5.3798000000000004,6.1075999999999997,1.1773,1.0316000000000001,1.1604000000000001,1.3312999999999999,179090,166310,180060,190230,0.13189999999999999,0.12242,0.13149,0.14221,6.1483999999999996,4.6147,5.8833000000000002,8.4024999999999999,54.468000000000004,31.452000000000002,59.098999999999997,70.076999999999998]
[3.75,0.19173000000000001,0.18428,0.19289000000000001,0.19711000000000001,6.2180999999999997,4.7586000000000004,6.1185,7.8650000000000002,51901,41761,51255,63351,4.8540000000000001,4.1265999999999998,4.7916999999999996,5.6802999999999999,97.239000000000004,94.644000000000005,97.358999999999995,100,24.3,23.573,24.343,25.071000000000002,0.27040999999999998,0.24365999999999999,0.26934000000000002,0.29635,44942,41084,45120,48381,0.58004,0.30037999999999998,0.64024999999999999,0.74785000000000001,20339,17595,20073,23497,9.5755999999999997,4.6543999999999999,8.7363,16.210999999999999,1.3875999999999999,1.2494000000000001,1.3848,1.5285,53.332000000000001,22.27,37.183,112.54,1587.6,1365.1,1583.7,1812.3,39.064,23.774999999999999,39.189,53.707000000000001,10747,9806.2000000000007,10758,11678,59469,54208,59723,64519,206.22,144.84,212.48,274.45999999999998,52628,47741,52658,57173,160.30000000000001,69.608999999999995,145.28,281.17,3.8355999999999999,3.0626000000000002,3.7353999999999998,4.7766999999999999,5.4377000000000004,4.7499000000000002,5.4260999999999999,6.1536,1.1788000000000001,1.0318000000000001,1.1648000000000001,1.3323,178360,164980,179130,189960,0.13095000000000001,0.12135,0.13042000000000001,0.14194999999999999,6.1257999999999999,4.6151999999999997,5.8636999999999997,8.3873999999999995,54.594000000000001,30.969000000000001,59.27,70.34]
[3.8333300000000001,0.19203000000000001,0.18543000000000001,0.19302,0.19678999999999999,6.2180999999999997,4.7586000000000004,6.1185,7.8650000000000002,51939,41780,51205,63587,4.8836000000000004,4.1590999999999996,4.8147000000000002,5.7389999999999999,97.355999999999995,95.031000000000006,97.373999999999995,100,24.326000000000001,23.628,24.321999999999999,25.132000000000001,0.27272999999999997,0.24690999999999999,0.27134999999999998,0.29905999999999999,45138,41435,45142,48743,0.58542000000000005,0.29533999999999999,0.64893000000000001,0.74970999999999999,20317,17559,20009,23546,9.6981999999999999,4.7496999999999998,8.8612000000000002,16.312999999999999,1.4041999999999999,1.2682,1.3962000000000001,1.5507,53.55,22.236000000000001,37.357999999999997,112.98,1579.4,1353,1579.1,1807.9,39.064,23.774999999999999,39.189,53.707000000000001,10826,9882.5,10834,11744,59541,54269,59809,64434,206.24,144.96,212.71,273.99,52852,47952,53003,57443,161.93,70.165999999999997,146.55000000000001,281.87,3.8774000000000002,3.1309,3.7618999999999998,4.8777999999999997,5.5191999999999997,4.8335999999999997,5.5,6.2468000000000004,1.1866000000000001,1.04,1.1725000000000001,1.3409,179000,166030,179560,190300,0.13089999999999999,0.12069000000000001,0.13033,0.14172999999999999,6.1371000000000002,4.6218000000000004,5.8592000000000004,8.4024000000000001,54.969000000000001,31.332000000000001,60.055999999999997,70.88]
[3.9166699999999999,0.19294,0.18864,0.19364000000000001,0.19667000000000001,6.2180999999999997,4.7586000000000004,6.1185,7.8650000000000002,52035,41813,51510,63425,4.9257999999999997,4.1864999999999997,4.8501000000000003,5.7736000000000001,97.668000000000006,95.906000000000006,97.521000000000001,100,24.457999999999998,23.885999999999999,24.373999999999999,25.094000000000001,0.27583999999999997,0.25051000000000001,0.27484999999999998,0.30341000000000001,45494,41668,45402,49153,0.59321999999999997,0.29909000000000002,0.65930999999999995,0.76058999999999999,20368,17665,20074,23653,9.8420000000000005,4.8502999999999998,8.9702999999999999,16.468,1.4205000000000001,1.2842,1.4124000000000001,1.5691999999999999,54.030999999999999,22.524999999999999,37.826000000000001,113.37,1576.2,1351.5,1580.9,1802.3,39.064,23.774999999999999,39.189,53.707000000000001,10943,10028,10971,11846,59858,54780,60110,64724,206.28,144.9,212.71,273.75,53268,48084,53197,57767,163.99,71.819999999999993,148.47999999999999,285.47000000000003,3.9329999999999998,3.1833999999999998,3.8308,4.9313000000000002,5.6188000000000002,4.9500999999999999,5.6003999999999996,6.3474000000000004,1.198,1.0481,1.1829000000000001,1.3517999999999999,180390,167980,180800,192070,0.13070000000000001,0.12078,0.13042999999999999,0.14143,6.1520999999999999,4.6231999999999998,5.8753000000000002,8.4293999999999993,55.576999999999998,31.808,60.444000000000003,71.89]
[4,0.19334000000000001,0.19042000000000001,0.19386,0.19608,6.2180999999999997,4.7586000000000004,6.1185,7.8650000000000002,51931,41779,51404,63378,4.9535,4.2042000000000002,4.8776999999999999,5.8091999999999997,97.617000000000004,96.328000000000003,97.460999999999999,100,24.513000000000002,24.036000000000001,24.42,25.12,0.27779999999999999,0.25173000000000001,0.27571000000000001,0.30510999999999999,45737,41812,45757,49575,0.59938000000000002,0.29927999999999999,0.66605999999999999,0.77193999999999996,20363,17688,20061,23722,9.9329999999999998,4.9023000000000003,9.0505999999999993,16.465,1.4301999999999999,1.2931999999999999,1.4220999999999999,1.5778000000000001,54.448999999999998,22.667999999999999,37.899000000000001,113.65,1572.6,1346.2,1582.6,1798.8,39.064,23.774999999999999,39.189,53.707000000000001,11032,10113,11037,11959,60042,54919,60355,64924,206.16,144.72999999999999,212.71,273.81,53595,48518,53574,58270,165.49,72.522999999999996,150.51,288.66000000000003,3.9746000000000001,3.2240000000000002,3.8664999999999998,4.9493999999999998,5.6959,4.9999000000000002,5.6797000000000004,6.4383999999999997,1.2053,1.0546,1.1893,1.3601000000000001,181470,169510,181820,192990,0.12984999999999999,0.12026000000000001,0.12970000000000001,0.14102999999999999,6.1390000000000002,4.601,5.8524000000000003,8.4350000000000005,56.057000000000002,31.927,61.06,72.602000000000004]
[4.0833300000000001,0.19406000000000001,0.19217000000000001,0.19447999999999999,0.19585,6.2180999999999997,4.7586000000000004,6.1185,7.8650000000000002,51946,41783,51474,63545,4.9917999999999996,4.2313000000000001,4.9053000000000004,5.8700999999999999,97.804000000000002,96.858999999999995,97.650999999999996,99.42,24.59,24.122,24.49,25.134,0.28054000000000001,0.25485999999999998,0.27839000000000003,0.30958999999999998,46118,42216,46180,49817,0.60777000000000003,0.30091000000000001,0.67676999999999998,0.78352999999999995,20401,17796,20079,23710,10.004,4.9347000000000003,9.0885999999999996,16.577999999999999,1.4457,1.3042,1.4393,1.5931999999999999,54.89,22.911000000000001,38.116,114.46,1573.7,1343.1,1588,1794.2,39.064,23.774999999999999,39.189,53.707000000000001,11158,10251,11152,12025,60399,55445,60781,65365,206.16,144.52000000000001,212.71,274.08,54159,49273,54308,58604,166.93,73.912000000000006,152.07,289.92,4.0286999999999997,3.2742,3.9304999999999999,5.0061999999999998,5.7919999999999998,5.0839999999999996,5.7771999999999997,6.5525000000000002,1.2176,1.0649,1.2004999999999999,1.3736999999999999,183070,170670,183270,194260,0.12944,0.12018,0.12909000000000001,0.13994999999999999,6.1384999999999996,4.5599999999999996,5.8457999999999997,8.4644999999999992,56.686999999999998,32.094999999999999,62.026000000000003,73.7]
[4.1666699999999999,0.19484000000000001,0.19370999999999999,0.19511000000000001,0.19605,6.2180999999999997,4.7586000000000004,6.1185,7.8650000000000002,52015,41875,51448,63680,5.0339,4.2774000000000001,4.9474,5.8978000000000002,98.051000000000002,97.378,97.896000000000001,99.022999999999996,24.645,24.196999999999999,24.564,25.184999999999999,0.28377000000000002,0.25779999999999997,0.28221000000000002,0.31152000000000002,46589,42661,46679,50218,0.61687999999999998,0.30353999999999998,0.68928,0.79793000000000003,20473,17814,20119,23794,10.053000000000001,4.9805000000000001,9.1328999999999994,16.599,1.4641999999999999,1.3205,1.4575,1.6096999999999999,55.279000000000003,23.11,38.280999999999999,115.19,1578.3,1348.7,1594.7,1790.5,39.064,23.774999999999999,39.189,53.707000000000001,11302,10408,11270,12166,60872,55792,61394,65713,206.4,144.84,212.71,274.45999999999998,54866,50016,55029,59329,168.17,74.98,152.82,290.67,4.09,3.3386999999999998,3.9843999999999999,5.0434999999999999,5.8952,5.1870000000000003,5.8787000000000003,6.6471999999999998,1.2323999999999999,1.0779000000000001,1.2145999999999999,1.3877999999999999,184960,172660,185250,195900,0.12934000000000001,0.12008000000000001,0.12870000000000001,0.13933000000000001,6.1458000000000004,4.5518000000000001,5.8566000000000003,8.5129000000000001,57.35,32.241999999999997,63.112000000000002,74.863]
[4.25,0.19581000000000001,0.19472,0.19611999999999999,0.19702,6.2180999999999997,4.7586000000000004,6.1185,7.8650000000000002,52134,41928,51532,63876,5.0791000000000004,4.3209999999999997,4.9969000000000001,5.9150999999999998,98.275999999999996,97.703000000000003,98.361999999999995,99.123999999999995,24.675999999999998,24.216000000000001,24.658999999999999,25.239000000000001,0.28743000000000002,0.26217000000000001,0.28648000000000001,0.31594,47131,43290,47199,50761,0.62553999999999998,0.30281999999999998,0.70211999999999997,0.80947000000000002,20576,18007,20266,23996,10.09,5.0079000000000002,9.1570999999999998,16.739000000000001,1.4857,1.3481000000000001,1.4770000000000001,1.6318999999999999,55.555999999999997,23.202000000000002,38.69,115.37,1587.3,1367.5,1603.4,1794,39.064,23.774999999999999,39.189,53.707000000000001,11451,10560,11415,12322,61461,56475,62067,65870,206.36,144.88,212.48,274.52999999999997,55619,50813,55685,60161,169.17,74.894999999999996,153.72999999999999,292.08,4.1500000000000004,3.3994,4.0399000000000003,5.1002000000000001,5.9908000000000001,5.2969999999999997,5.9752000000000001,6.7298999999999998,1.2485999999999999,1.0942000000000001,1.2310000000000001,1.4016999999999999,187020,175050,187590,197970,0.13,0.12083000000000001,0.12948999999999999,0.13997999999999999,6.1726999999999999,4.5727000000000002,5.8936999999999999,8.5678999999999998,57.963000000000001,32.457999999999998,63.771000000000001,75.745000000000005]
[4.3333300000000001,0.19428000000000001,0.18719,0.19581000000000001,0.19802,6.2180999999999997,4.7586000000000004,6.1185,7.8650000000000002,51526,41291,50897,63346,5.0251999999999999,4.2782,4.9501999999999997,5.8856999999999999,95.914000000000001,90.826999999999998,97.088999999999999,99.147999999999996,23.969000000000001,22.503,24.245999999999999,25.009,0.28505000000000003,0.25896000000000002,0.28434999999999999,0.314,46692,42419,47015,50355,0.61799000000000004,0.29587000000000002,0.69428000000000001,0.80996999999999997,20321,17719,20020,23568,9.8810000000000002,4.9930000000000003,8.9177999999999997,16.306999999999999,1.4996,1.3537999999999999,1.4883,1.6521999999999999,54.011000000000003,22.718,38.085000000000001,113.15,1560.9,1349.6,1574.9,1765.6,39.064,23.774999999999999,39.189,53.707000000000001,11303,10275,11352,12267,60622,54870,61384,65614,204.01,143.78,208.85,272.33999999999997,54998,49585,55212,60273,165.6,73.382000000000005,149.25,284.17,4.1048999999999998,3.3576999999999999,4.0010000000000003,5.09,5.9259000000000004,5.1807999999999996,5.9329000000000001,6.7023000000000001,1.2494000000000001,1.0974999999999999,1.2307999999999999,1.3968,184370,169090,186070,197860,0.13294,0.12315,0.13236999999999999,0.14298,6.2060000000000004,4.6569000000000003,5.9325000000000001,8.5410000000000004,57.043999999999997,31.84,62.223999999999997,75.23]
[4.4166699999999999,0.19202,0.18251000000000001,0.19413,0.19738,6.2180999999999997,4.7586000000000004,6.1185,7.8650000000000002,51413,41486,50569,63339,4.9888000000000003,4.2506000000000004,4.9240000000000004,5.8859000000000004,95.182000000000002,90.314999999999998,96.203999999999994,98.75,23.433,21.838999999999999,23.707999999999998,24.565999999999999,0.28377000000000002,0.25444,0.28444000000000003,0.31380000000000002,46547,42237,47030,50168,0.61153000000000002,0.28956999999999999,0.68767,0.81401000000000001,20104,17466,19731,23337,9.7363,4.8489000000000004,8.8233999999999995,16.202999999999999,1.5075000000000001,1.3596999999999999,1.4959,1.6698,52.530999999999999,22.111999999999998,37.005000000000003,109,1534.6,1328.7,1552.4,1736.3,39.064,23.774999999999999,39.189,53.707000000000001,11213,10118,11300,12214,60187,53951,60985,65000,204.33,144.34,208.85,271.93,54560,49101,54849,59727,163.04,73,147.52000000000001,276.23,4.0754000000000001,3.3258000000000001,3.9716999999999998,5.0690999999999997,5.8913000000000002,5.0815000000000001,5.9032,6.6661999999999999,1.2532000000000001,1.0931999999999999,1.2323,1.4098999999999999,182680,166270,184920,196050,0.13489999999999999,0.12567,0.13439000000000001,0.14454,6.2257999999999996,4.6984000000000004,5.9725000000000001,8.4365000000000006,56.066000000000003,31.234000000000002,61.296999999999997,74.42]
[4.5,0.19001000000000001,0.18060999999999999,0.19203000000000001,0.19599,6.2180999999999997,4.7586000000000004,6.1185,7.8650000000000002,51486,41571,50716,63072,4.9892000000000003,4.2294,4.9146000000000001,5.9088000000000003,95.66,91.637,96.036000000000001,100,23.277999999999999,21.942,23.471,24.276,0.28425,0.25451000000000001,0.28356999999999999,0.31497000000000003,46626,42494,46709,50205,0.61233000000000004,0.28861999999999999,0.68874000000000002,0.81523999999999996,19997,17342,19599,23246,9.7356999999999996,4.7876000000000003,8.9258000000000006,16.427,1.5222,1.3698999999999999,1.5117,1.6741999999999999,51.902999999999999,21.728999999999999,36.826999999999998,106.51,1511.8,1301.4000000000001,1529.8,1711.6,39.064,23.774999999999999,39.189,53.707000000000001,11231,10147,11280,12174,60080,54483,60446,64802,205.95,144.84,212.71,274.37,54520,49144,54765,59806,163.03,73.852000000000004,149.76,277.08999999999997,4.0910000000000002,3.343,3.9887999999999999,5.0970000000000004,5.9360999999999997,5.1936999999999998,5.9484000000000004,6.7023000000000001,1.2588999999999999,1.0999000000000001,1.2413000000000001,1.411,182460,167200,184110,195630,0.13492999999999999,0.12551000000000001,0.13417999999999999,0.14452000000000001,6.2183999999999999,4.7324999999999999,5.9314,8.4436,55.744,30.774000000000001,60.671999999999997,74.757000000000005]
[4.5833300000000001,0.19092999999999999,0.18124999999999999,0.19264999999999999,0.19692999999999999,6.2180999999999997,4.7586000000000004,6.1185,7.8650000000000002,52051,42032,51546,63967,5.0552000000000001,4.3108000000000004,4.9611999999999998,5.9779,97.281000000000006,94.671999999999997,97.25,100,23.64,22.803999999999998,23.736000000000001,24.448,0.28866000000000003,0.25790000000000002,0.28848000000000001,0.31933,47209,43039,47328,50839,0.62424999999999997,0.29307,0.70318999999999998,0.83135999999999999,20123,17605,19740,23266,9.9001999999999999,4.9720000000000004,9.1113999999999997,16.384,1.5530999999999999,1.4025000000000001,1.5394000000000001,1.7118,52.41,22.120999999999999,37.167999999999999,107.85,1504.5,1300.8,1519.8,1697.1,39.064,23.774999999999999,39.189,53.707000000000001,11418,10333,11453,12419,60632,55454,61129,65245,206.36,144.96,212.71,274.45999999999998,55198,49892,55213,60373,165.78,75.015000000000001,152.41999999999999,280.7,4.1707999999999998,3.4203999999999999,4.0579000000000001,5.1265999999999998,6.0875000000000004,5.3353000000000002,6.0910000000000002,6.8788,1.2791999999999999,1.1227,1.2602,1.4271,184690,169510,186110,197550,0.13531000000000001,0.12592,0.13469,0.14477999999999999,6.2605000000000004,4.7571000000000003,5.9828000000000001,8.5129999999999999,56.475000000000001,30.670999999999999,61.829000000000001,75.519000000000005]
[4.6666699999999999,0.19247,0.18404999999999999,0.19381999999999999,0.19800999999999999,6.2180999999999997,4.7586000000000004,6.1185,7.8650000000000002,52239,42216,51904,64114,5.1321000000000003,4.3613999999999997,5.0362,6.0663,98.031999999999996,95.593000000000004,98.114999999999995,100,24.045000000000002,23.315000000000001,24.045999999999999,24.765999999999998,0.29336000000000001,0.26411000000000001,0.29237000000000002,0.32446000000000003,47735,43792,47759,51390,0.63734999999999997,0.29693999999999998,0.71948000000000001,0.84760999999999997,20269,17740,19847,23593,10.118,5.0717999999999996,9.2990999999999993,16.638999999999999,1.5829,1.4322999999999999,1.5649,1.7416,53.292000000000002,22.489000000000001,37.591000000000001,111.16,1504.2,1304,1510.5,1694.8,39.064,23.774999999999999,39.189,53.707000000000001,11617,10657,11622,12555,61114,56288,61302,65814,206.49,145.08000000000001,212.71,274.52999999999997,55951,50837,55809,61178,169.32,77.037000000000006,155.85,286.43,4.2579000000000002,3.5160999999999998,4.1369999999999996,5.2016,6.2527999999999997,5.5167999999999999,6.2733999999999996,7.0113000000000003,1.2996000000000001,1.1397999999999999,1.2786,1.4487000000000001,187050,173610,187750,199590,0.13539999999999999,0.12562000000000001,0.13485,0.14557,6.3064999999999998,4.7697000000000003,6.0671999999999997,8.6372,57.463999999999999,31.053999999999998,63.439,77.17]
[4.75,0.19167999999999999,0.18353,0.19303000000000001,0.19719999999999999,6.2180999999999997,4.7586000000000004,6.1185,7.8650000000000002,51949,41964,51332,64184,5.1378000000000004,4.3377999999999997,5.0368000000000004,6.0461999999999998,97.363,95.078000000000003,97.305000000000007,100,23.957999999999998,23.28,23.963000000000001,24.742000000000001,0.29353000000000001,0.26365,0.29289999999999999,0.32223000000000002,47587,43591,47618,51501,0.63966000000000001,0.29569000000000001,0.72504999999999997,0.85011999999999999,20116,17636,19765,23381,10.186999999999999,5.1205999999999996,9.4029000000000007,16.632999999999999,1.5904,1.4437,1.5769,1.7529999999999999,53.334000000000003,22.318999999999999,37.311999999999998,111.13,1488.6,1280,1499.8,1675.2,39.064,23.774999999999999,39.189,53.707000000000001,11634,10649,11661,12581,60710,55684,60997,65346,206.21,145.08000000000001,212.48,274.88,55883,50763,55895,60952,170.07,78.263999999999996,156.91,287.06,4.2732000000000001,3.5427,4.1711999999999998,5.2191000000000001,6.3105000000000002,5.5861999999999998,6.3320999999999996,7.056,1.3017000000000001,1.1448,1.2827999999999999,1.4478,186590,173710,187460,199340,0.13439000000000001,0.1245,0.13428999999999999,0.14459,6.2827999999999999,4.7474999999999996,6.0359999999999996,8.5580999999999996,57.494999999999997,31.268000000000001,63.14,76.994]
[4.8333300000000001,0.19200999999999999,0.18423,0.19320000000000001,0.19678999999999999,6.2180999999999997,4.7586000000000004,6.1185,7.8650000000000002,51947,41883,51292,63769,5.1687000000000003,4.3239999999999998,5.0697000000000001,6.1219999999999999,97.42,95.287000000000006,97.356999999999999,100,23.983000000000001,23.35,23.97,24.765999999999998,0.29531000000000002,0.26635999999999999,0.29519000000000001,0.32456000000000002,47808,43741,47764,51763,0.64539999999999997,0.29713000000000001,0.73221999999999998,0.85872000000000004,20082,17515,19753,23419,10.31,5.1166,9.5387000000000004,16.792999999999999,1.6077999999999999,1.4582999999999999,1.5980000000000001,1.7737000000000001,53.600999999999999,22.314,37.427,111.08,1479.1,1273.7,1490.3,1666,39.064,23.774999999999999,39.189,53.707000000000001,11714,10753,11736,12669,60826,55638,60997,65714,206.33,144.96,212.48,274.88,56112,51146,55889,61115,171.6,80.325999999999993,158.86000000000001,289.97000000000003,4.3102,3.5802,4.1989999999999998,5.2199,6.3928000000000003,5.6837,6.4019000000000004,7.1729000000000003,1.3107,1.1544000000000001,1.288,1.4579,187350,173800,187890,199720,0.13425000000000001,0.12393999999999999,0.13411999999999999,0.14452999999999999,6.2920999999999996,4.7521000000000004,6.03,8.5980000000000008,57.832999999999998,31.475999999999999,63.426000000000002,77.539000000000001]
[4.9166699999999999,0.19295000000000001,0.18840999999999999,0.19374,0.19666,6.2180999999999997,4.7586000000000004,6.1185,7.8650000000000002,52037,41954,51467,64155,5.2122999999999999,4.3726000000000003,5.1223000000000001,6.1490999999999998,97.677000000000007,95.968000000000004,97.495999999999995,100,24.111000000000001,23.54,24.016999999999999,24.864999999999998,0.29798000000000002,0.26933000000000001,0.29805999999999999,0.32711000000000001,48203,44184,48126,52094,0.65298999999999996,0.29998999999999998,0.74202999999999997,0.86746000000000001,20127,17525,19774,23350,10.446999999999999,5.2732999999999999,9.7664000000000009,16.847999999999999,1.6277999999999999,1.4811000000000001,1.6198999999999999,1.7938000000000001,54.073,22.465,37.704999999999998,111.34,1473.9,1268.9000000000001,1488.9,1657.3,39.064,23.774999999999999,39.189,53.707000000000001,11833,10874,11851,12770,61208,56067,61569,66054,206.34,144.94,212.71,274.88,56534,51672,56250,61762,173.54,81.525000000000006,161.72,290.5,4.3643000000000001,3.6206999999999998,4.2534999999999998,5.2816999999999998,6.4931000000000001,5.7861000000000002,6.5021000000000004,7.2130999999999998,1.3221000000000001,1.1659999999999999,1.2975000000000001,1.4678,188900,175770,189320,201110,0.1341,0.12388,0.13386999999999999,0.14445,6.3057999999999996,4.7523999999999997,6.0544000000000002,8.5777000000000001,58.348999999999997,31.684999999999999,64.001999999999995,78.200999999999993]
[5,0.19328999999999999,0.19020000000000001,0.19386999999999999,0.19608999999999999,6.2180999999999997,4.7586000000000004,6.1185,7.8650000000000002,51952,41975,51361,63966,5.2385999999999999,4.4062999999999999,5.1417999999999999,6.1635999999999997,97.638000000000005,96.259,97.436000000000007,100,24.155000000000001,23.652000000000001,24.062999999999999,24.818999999999999,0.29903000000000002,0.27145000000000002,0.29888999999999999,0.32789000000000001,48462,44265,48494,52490,0.65883999999999998,0.30012,0.74829999999999997,0.87932999999999995,20150,17582,19754,23342,10.52,5.3453999999999997,9.8254000000000001,16.821000000000002,1.6394,1.4944,1.6284000000000001,1.7990999999999999,54.472000000000001,22.734999999999999,37.816000000000003,112.23,1467,1263,1480.5,1649.6,39.064,23.774999999999999,39.189,53.707000000000001,11921,10987,11965,12871,61464,56191,61624,66419,206.23,144.93,212.71,274.88,56798,51975,56613,62067,174.82,82.144999999999996,163.86,291.60000000000002,4.4024000000000001,3.6453000000000002,4.2956000000000003,5.3094999999999999,6.5656999999999996,5.8739999999999997,6.5618999999999996,7.2678000000000003,1.3289,1.1712,1.3061,1.4731000000000001,190100,177340,190430,202350,0.13317000000000001,0.12343999999999999,0.13294,0.14363999999999999,6.2892999999999999,4.7294999999999998,6.0384000000000002,8.5542999999999996,58.741999999999997,31.757000000000001,64.885000000000005,78.721000000000004]
[5.0833300000000001,0.19403999999999999,0.19202,0.19444,0.19586999999999999,6.2180999999999997,4.7586000000000004,6.1185,7.8650000000000002,51973,41981,51375,63750,5.2751000000000001,4.4581,5.1745000000000001,6.2027000000000001,97.828000000000003,96.844999999999999,97.625,100,24.236999999999998,23.75,24.129000000000001,24.838999999999999,0.30059000000000002,0.27292,0.30023,0.32852999999999999,48892,44782,48955,52870,0.66661000000000004,0.30120999999999998,0.76097999999999999,0.89088999999999996,20253,17666,19820,23461,10.567,5.3695000000000004,9.8747000000000007,16.824000000000002,1.6561999999999999,1.5169999999999999,1.6439999999999999,1.8157000000000001,54.936999999999998,22.974,38.142000000000003,113.54,1464.1,1264.7,1477.5,1646.9,39.064,23.774999999999999,39.189,53.707000000000001,12046,11147,12043,12972,61963,56647,62355,66890,206.2,145.08000000000001,212.71,274.88,57261,52441,57079,62505,175.9,82.152000000000001,164.95,292.77,4.4513999999999996,3.6926999999999999,4.3506999999999998,5.3566000000000003,6.6543000000000001,5.9722999999999997,6.6257999999999999,7.3884999999999996,1.3408,1.1819999999999999,1.3182,1.4901,191940,179360,192150,203980,0.13261999999999999,0.12317,0.13220000000000001,0.14269999999999999,6.2853000000000003,4.7182000000000004,6.0507,8.5467999999999993,59.273000000000003,32.073,65.738,79.147000000000006]
[5.1666699999999999,0.19484000000000001,0.19356999999999999,0.19509000000000001,0.19608,6.2180999999999997,4.7586000000000004,6.1185,7.8650000000000002,52039,41977,51484,63823,5.3146000000000004,4.5122999999999998,5.2015000000000002,6.2445000000000004,98.067999999999998,97.341999999999999,97.896000000000001,99.495999999999995,24.29,23.805,24.196000000000002,24.844999999999999,0.30251,0.27512999999999999,0.30166999999999999,0.32934000000000002,49352,45272,49478,53241,0.67467999999999995,0.30253000000000002,0.77015,0.90259999999999996,20390,17813,19970,23780,10.595000000000001,5.3826999999999998,9.8651999999999997,16.792999999999999,1.6758999999999999,1.5448999999999999,1.6658999999999999,1.8381000000000001,55.344000000000001,23.106999999999999,38.545000000000002,114.66,1462.7,1271,1478.5,1641.9,39.064,23.774999999999999,39.189,53.707000000000001,12183,11294,12176,13096,62518,57191,63007,67364,206.48,145.12,212.71,274.88,57769,52974,57760,62939,176.78,82.397999999999996,164.76,292.26,4.508,3.7637999999999998,4.4077000000000002,5.4640000000000004,6.7481999999999998,6.0418000000000003,6.7042999999999999,7.5030000000000001,1.3551,1.1943999999999999,1.3314999999999999,1.5091000000000001,193960,182100,194170,205450,0.13228000000000001,0.12318,0.13205,0.14207,6.2874999999999996,4.7268999999999997,6.0545999999999998,8.5226000000000006,59.776000000000003,32.219000000000001,66.352000000000004,79.924000000000007]
[5.25,0.19571,0.19431999999999999,0.19613,0.19697000000000001,6.2180999999999997,4.7586000000000004,6.1185,7.8650000000000002,52123,41954,51521,64001,5.3548999999999998,4.5712999999999999,5.2523999999999997,6.2644000000000002,98.164000000000001,97.637,98.363,99.278999999999996,24.286000000000001,23.812000000000001,24.274999999999999,24.861000000000001,0.30435000000000001,0.27738000000000002,0.30359999999999998,0.33016000000000001,49887,45661,50072,53552,0.68162999999999996,0.30462,0.77983999999999998,0.91496,20552,17950,20090,23943,10.599,5.4173999999999998,9.7837999999999994,16.853999999999999,1.6987000000000001,1.5651999999999999,1.6866000000000001,1.8563000000000001,55.558,23.239000000000001,38.494,115.61,1463.1,1272.3,1479.4,1632.6,39.064,23.774999999999999,39.189,53.707000000000001,12318,11394,12322,13231,63188,57734,63667,67999,206.27,145.12,212.19,274.37,58284,53452,58321,63235,177.15,82.224999999999994,165.77,293.45999999999998,4.5632999999999999,3.8357000000000001,4.4583000000000004,5.4877000000000002,6.8300999999999998,6.0989000000000004,6.8129999999999997,7.5716999999999999,1.3706,1.2094,1.3495999999999999,1.5271999999999999,196110,184490,196470,207860,0.13272,0.12375,0.13236999999999999,0.14237,6.3060999999999998,4.7472000000000003,6.0693999999999999,8.5230999999999995,60.122999999999998,32.402999999999999,66.409000000000006,80.396000000000001]
[5.3333300000000001,0.19439999999999999,0.18729000000000001,0.19588,0.19808000000000001,6.2180999999999997,4.7586000000000004,6.1185,7.8650000000000002,51652,41535,51098,63000,5.3066000000000004,4.5365000000000002,5.1970999999999998,6.2313999999999998,96.152000000000001,91.05,97.37,99.266999999999996,23.641999999999999,22.23,23.920999999999999,24.606999999999999,0.30076999999999998,0.27428000000000002,0.30009999999999998,0.32952999999999999,49588,45042,49925,53602,0.67281999999999997,0.30096000000000001,0.77181,0.90896999999999994,20402,17673,19936,23749,10.388,5.2603,9.5719999999999992,16.766999999999999,1.7114,1.5724,1.7011000000000001,1.8713,54.152000000000001,22.946999999999999,38.162999999999997,113.68,1435.3,1241.7,1450.5,1613,39.064,23.774999999999999,39.189,53.707000000000001,12179,11166,12161,13188,62699,56338,63296,67958,204.51,144.22999999999999,211.14,272.32,57556,52319,57633,62916,173.44,80.933000000000007,161.01,289.88,4.5235000000000003,3.7707000000000002,4.4192999999999998,5.4671000000000003,6.7516999999999996,6.0213000000000001,6.7359,7.4672000000000001,1.3697999999999999,1.21,1.3512,1.5286,194180,178520,195730,207370,0.13533000000000001,0.12598000000000001,0.13496,0.14484,6.3338999999999999,4.8010000000000002,6.1233000000000004,8.5741999999999994,58.985999999999997,31.587,64.600999999999999,79.27]
[5.4166699999999999,0.19159999999999999,0.18201000000000001,0.19402,0.19722000000000001,6.2180999999999997,4.7586000000000004,6.1185,7.8650000000000002,51276,41206,50615,62623,5.2458999999999998,4.4451000000000001,5.1444000000000001,6.1890999999999998,94.93,88.706999999999994,96.171000000000006,99.391000000000005,22.925999999999998,21.297000000000001,23.247,24.135999999999999,0.29666999999999999,0.26632,0.29754999999999998,0.32718000000000003,49273,44307,49629,53457,0.66069999999999995,0.29469000000000001,0.74783999999999995,0.89942,20201,17258,19846,23744,10.196999999999999,5.0911,9.3614999999999995,16.45,1.7123999999999999,1.5633999999999999,1.7045999999999999,1.8781000000000001,52.478000000000002,22.058,37.151000000000003,110.91,1398.8,1197.2,1413.3,1571.6,39.064,23.774999999999999,39.189,53.707000000000001,12021,10881,12078,13107,62200,55743,63120,67720,204.35,144.34,208.62,273.58,56646,50763,56910,62367,170.06,77.876000000000005,158.46,281.72000000000003,4.4710999999999999,3.6583000000000001,4.3783000000000003,5.4969999999999999,6.6614000000000004,5.7923,6.6608000000000001,7.4612999999999996,1.3648,1.2020999999999999,1.3419000000000001,1.5351999999999999,191850,174490,194130,206550,0.13721,0.12769,0.13688,0.14710999999999999,6.3429000000000002,4.8238000000000003,6.1071999999999997,8.3881999999999994,57.47,30.86,61.654000000000003,78.088999999999999]
[5.5,0.18990000000000001,0.18049999999999999,0.19189999999999999,0.19627,6.2180999999999997,4.7586000000000004,6.1185,7.8650000000000002,51660,41223,50824,63322,5.2568000000000001,4.4763999999999999,5.1681999999999997,6.1916000000000002,96.088999999999999,91.701999999999998,96.41,100,22.805,21.469000000000001,22.96,23.818000000000001,0.29705999999999999,0.26952999999999999,0.29721999999999998,0.32761000000000001,49694,45235,49870,53610,0.66098000000000001,0.29248000000000002,0.75078,0.90188999999999997,20217,17422,19840,23556,10.193,5.1154999999999999,9.3839000000000006,16.552,1.7282,1.5839000000000001,1.7143999999999999,1.8867,52.008000000000003,21.869,36.500999999999998,109.83,1379.2,1202.2,1388.3,1537.8,39.064,23.774999999999999,39.189,53.707000000000001,12090,11045,12098,13146,62692,57064,63039,67627,206.09,144.96,212.48,274.45999999999998,56733,51043,57003,62196,169.88,79.757999999999996,158.99,275.22000000000003,4.4957000000000003,3.7115,4.4038000000000004,5.4656000000000002,6.7098000000000004,5.9237000000000002,6.7046999999999999,7.5071000000000003,1.3727,1.2150000000000001,1.3487,1.5392999999999999,192770,177730,193930,206640,0.13735,0.12767000000000001,0.13713,0.14696000000000001,6.3373999999999997,4.8318000000000003,6.1281999999999996,8.3627000000000002,56.975000000000001,30.838000000000001,61.273000000000003,77.855999999999995]
[5.5833300000000001,0.19112000000000001,0.18129999999999999,0.19273999999999999,0.19711000000000001,6.2180999999999997,4.7586000000000004,6.1185,7.8650000000000002,52125,41819,51331,63924,5.3331999999999997,4.5465,5.2458999999999998,6.2808000000000002,97.688999999999993,95.156999999999996,97.741,100,23.158999999999999,22.082000000000001,23.288,24.02,0.30125000000000002,0.27567000000000003,0.30108000000000001,0.32923000000000002,50493,46324,50648,54454,0.67310999999999999,0.29526999999999998,0.77029999999999998,0.91930999999999996,20454,17755,20057,23743,10.361000000000001,5.2327000000000004,9.6257000000000001,16.734999999999999,1.7622,1.6181000000000001,1.7488999999999999,1.9239999999999999,52.67,22.120999999999999,36.880000000000003,111.01,1373,1200.9000000000001,1383.9,1530.1,39.064,23.774999999999999,39.189,53.707000000000001,12314,11305,12308,13366,63626,58270,64061,68334,206.45,145.19999999999999,212.48,274.52999999999997,57461,51909,57485,62798,172.65,80.152000000000001,161.41,281.74,4.5838000000000001,3.7671999999999999,4.5,5.6045999999999996,6.8685,6.1242000000000001,6.8327999999999998,7.6574,1.3959999999999999,1.2385999999999999,1.3775999999999999,1.5550999999999999,195680,181180,196930,208960,0.13788,0.12806000000000001,0.1376,0.14771000000000001,6.3882000000000003,4.8558000000000003,6.19,8.5127000000000006,57.655999999999999,31.099,62.162999999999997,78.656999999999996]
[5.6666699999999999,0.19267999999999999,0.18414,0.19408,0.19821,6.2180999999999997,4.7586000000000004,6.1185,7.8650000000000002,52337,42073,51661,64526,5.4160000000000004,4.5983999999999998,5.3070000000000004,6.3852000000000002,98.304000000000002,96.015000000000001,98.468999999999994,100,23.532,22.792000000000002,23.574999999999999,24.234000000000002,0.30504999999999999,0.27994999999999998,0.30495,0.33352999999999999,51108,46858,51114,55092,0.68647000000000002,0.29752000000000001,0.78603999999999996,0.93689999999999996,20675,17924,20321,24015,10.566000000000001,5.3479999999999999,9.7745999999999995,16.957999999999998,1.7961,1.6569,1.7853000000000001,1.9569000000000001,53.578000000000003,22.513999999999999,37.366,113.27,1370.3,1198.9000000000001,1373.1,1529.7,39.064,23.774999999999999,39.189,53.707000000000001,12529,11512,12538,13558,64296,59047,64281,69051,206.46,145.19999999999999,212.71,274.52999999999997,58191,52797,58170,63487,175.86,81.942999999999998,164.75,284.93,4.6795999999999998,3.8740999999999999,4.5766999999999998,5.7534000000000001,7.0347999999999997,6.3033000000000001,7.0172999999999996,7.7996999999999996,1.4176,1.2602,1.3996999999999999,1.5734999999999999,198340,184200,199030,211250,0.13791,0.12783,0.13763,0.14815999999999999,6.4330999999999996,4.8756000000000004,6.2309000000000001,8.6326999999999998,58.56,31.337,64.144000000000005,79.546000000000006]
[5.75,0.19166,0.18221999999999999,0.19300999999999999,0.19747999999999999,6.2179000000000002,4.7586000000000004,6.1185,7.8650000000000002,51979,41893,51019,64163,5.4273999999999996,4.5964,5.3186999999999998,6.4089,97.486999999999995,94.891999999999996,97.718000000000004,100,23.413,22.707999999999998,23.504999999999999,24.126999999999999,0.30406,0.27897,0.30388999999999999,0.33450999999999997,51072,46522,51019,55458,0.68759999999999999,0.29714000000000002,0.77995999999999999,0.94116,20598,17886,20194,24079,10.612,5.4272,9.7809000000000008,16.917999999999999,1.8083,1.6608000000000001,1.8008999999999999,1.9731000000000001,53.466000000000001,22.527999999999999,37.307000000000002,113.15,1352.6,1177.5999999999999,1354,1516.8,39.064,23.774999999999999,39.189,53.707000000000001,12544,11512,12557,13575,64150,58614,64269,69505,206.22,144.96,212.48,274.37,58040,52519,58275,63350,176.01,82.78,164.78,286.31,4.7046000000000001,3.9182000000000001,4.5933999999999999,5.7671999999999999,7.0742000000000003,6.3197999999999999,7.0747,7.8384999999999998,1.4184000000000001,1.2595000000000001,1.3966000000000001,1.5744,198180,182140,198790,212260,0.1371,0.12717999999999999,0.13683999999999999,0.14735000000000001,6.4067999999999996,4.8392999999999997,6.2035,8.5632999999999999,58.424999999999997,31.254999999999999,63.978000000000002,79.073999999999998]
[5.8333300000000001,0.19181999999999999,0.18315999999999999,0.19294,0.19711999999999999,6.2180999999999997,4.7586000000000004,6.1185,7.8650000000000002,51982,41820,51388,63635,5.4695,4.6355000000000004,5.3596000000000004,6.4664000000000001,97.471999999999994,95.058999999999997,97.710999999999999,100,23.4,22.664999999999999,23.486999999999998,24.141999999999999,0.30507000000000001,0.27861000000000002,0.30549999999999999,0.33511000000000002,51521,47086,51580,56054,0.69166000000000005,0.29648000000000002,0.79093000000000002,0.94950999999999997,20671,17916,20341,24129,10.724,5.4836999999999998,9.8975000000000009,16.994,1.8324,1.6774,1.8225,2,53.651000000000003,22.614999999999998,37.520000000000003,113.15,1341.7,1166.0999999999999,1344.3,1504.1,39.064,23.774999999999999,39.189,53.707000000000001,12643,11632,12622,13654,64696,59061,64886,70026,206.27,145.08000000000001,212.71,274.45999999999998,58228,52553,58335,63497,177.21,83.3,166.22,288.82,4.7565999999999997,3.9577,4.6566000000000001,5.8334999999999999,7.1440999999999999,6.3646000000000003,7.1538000000000004,7.9290000000000003,1.4266000000000001,1.2726999999999999,1.4037999999999999,1.5812999999999999,199550,184190,200030,213640,0.13724,0.12714,0.13686000000000001,0.14738000000000001,6.4202000000000004,4.8573000000000004,6.1982999999999997,8.5777000000000001,58.567999999999998,31.416,63.993000000000002,79.162000000000006]
[5.9166699999999999,0.19281999999999999,0.18698000000000001,0.19373000000000001,0.19697999999999999,6.2180999999999997,4.7586000000000004,6.1185,7.8650000000000002,52136,41920,51434,64065,5.5350000000000001,4.6835000000000004,5.4104999999999999,6.5334000000000003,97.966999999999999,96.043999999999997,97.819000000000003,100,23.545000000000002,22.986000000000001,23.513999999999999,24.201000000000001,0.30778,0.28178999999999998,0.30763000000000001,0.33629999999999999,52221,47650,52136,56549,0.69957000000000003,0.29753000000000002,0.80395000000000005,0.95960000000000001,20837,18174,20540,24328,10.865,5.5772000000000004,10.000999999999999,17.2,1.8633,1.7092000000000001,1.8545,2.0255999999999998,54.148000000000003,22.858000000000001,37.747999999999998,113.43,1336.5,1164.5,1337.1,1495.1,39.064,23.774999999999999,39.189,53.707000000000001,12805,11806,12804,13780,65593,59915,65828,70981,206.31,145.08000000000001,212.5,274.52999999999997,58745,53429,58810,63752,179.15,84.325000000000003,166.96,291.70999999999998,4.8387000000000002,4.0472999999999999,4.7259000000000002,5.9192,7.25,6.4782000000000002,7.2582000000000004,8.0210000000000008,1.4406000000000001,1.2805,1.4158999999999999,1.5982000000000001,202050,186840,202630,215690,0.13732,0.12742999999999999,0.13678999999999999,0.14763999999999999,6.4424000000000001,4.8678999999999997,6.2403000000000004,8.5968,59.075000000000003,31.658000000000001,64.527000000000001,79.811000000000007]
[6,0.19325000000000001,0.19008,0.19392000000000001,0.19628000000000001,6.2180999999999997,4.7586000000000004,6.1185,7.8650000000000002,52056,41885,51336,63848,5.5858999999999996,4.7171000000000003,5.4766000000000004,6.609,97.921999999999997,96.403999999999996,97.662999999999997,100,23.617000000000001,23.146000000000001,23.53,24.260999999999999,0.31004999999999999,0.28567999999999999,0.30989,0.33817999999999998,52717,47916,52666,57236,0.70559000000000005,0.29709999999999998,0.81042000000000003,0.96572000000000002,20942,18263,20570,24396,10.944000000000001,5.5749000000000004,10.111000000000001,17.263999999999999,1.8892,1.7274,1.8794,2.0495000000000001,54.579000000000001,23.013000000000002,38.177,114.51,1328.6,1157.7,1327.7,1483.9,39.064,23.774999999999999,39.189,53.707000000000001,12949,11985,12927,13915,66255,60221,66502,71777,206.29,145.07,212.48,274.52999999999997,59122,53865,59128,64305,180.43,84.655000000000001,168.34,292.02,4.9382999999999999,4.1379000000000001,4.8331999999999997,5.9958,7.3265000000000002,6.5679999999999996,7.3272000000000004,8.1141000000000005,1.4496,1.2903,1.4244000000000001,1.6049,204010,189680,204850,217850,0.13686000000000001,0.12722,0.13625999999999999,0.14681,6.4374000000000002,4.8597000000000001,6.2423000000000002,8.6061999999999994,59.482999999999997,31.756,65.293999999999997,80.149000000000001]
[6.0833300000000001,0.19398000000000001,0.19203999999999999,0.19453000000000001,0.19594,6.2180999999999997,4.7586000000000004,6.1185,7.8650000000000002,52062,41902,51274,63856,5.6492000000000004,4.7878999999999996,5.5265000000000004,6.6683000000000003,98.05,96.94,97.796999999999997,100,23.687000000000001,23.24,23.585000000000001,24.288,0.31373000000000001,0.28971000000000002,0.31335000000000002,0.34161999999999998,53337,48545,53228,57936,0.71314999999999995,0.29877999999999999,0.82008999999999999,0.98080999999999996,21093,18360,20741,24538,11.002000000000001,5.5366,10.067,17.331,1.9227000000000001,1.7718,1.9136,2.0872000000000002,55.027999999999999,23.172000000000001,38.287999999999997,115.1,1323.6,1151.3,1324.8,1480.3,39.064,23.774999999999999,39.189,53.707000000000001,13155,12200,13113,14091,67084,60955,67390,72724,206.31,145.08000000000001,212.53,274.47000000000003,59722,54795,59713,64720,181.59,85.350999999999999,169.11,291.73,5.0768000000000004,4.2655000000000003,4.9739000000000004,6.1227,7.4204999999999997,6.6574,7.4016999999999999,8.2002000000000006,1.4635,1.3030999999999999,1.4371,1.6238999999999999,206450,192430,207160,220080,0.13702,0.12737999999999999,0.13639000000000001,0.14671999999999999,6.4466999999999999,4.8730000000000002,6.2481999999999998,8.6231000000000009,59.94,31.962,65.905000000000001,81.073999999999998]
[6.1666699999999999,0.19478000000000001,0.19356000000000001,0.19519,0.19613,6.2180999999999997,4.7586000000000004,6.1185,7.8650000000000002,52118,41916,51321,63901,5.7210999999999999,4.8674999999999997,5.6003999999999996,6.7366999999999999,98.253,97.42,98.022999999999996,100,23.73,23.262,23.626999999999999,24.346,0.31796000000000002,0.29275000000000001,0.31735000000000002,0.34582000000000002,54083,49291,54066,58562,0.72116000000000002,0.30102000000000001,0.83047000000000004,0.99612000000000001,21288,18564,20941,24841,11.042999999999999,5.6059000000000001,10.065,17.407,1.9622999999999999,1.8144,1.9532,2.1225000000000001,55.441000000000003,23.285,38.369999999999997,115.84,1320.5,1157.3,1322.3,1471.4,39.064,23.774999999999999,39.189,53.707000000000001,13388,12434,13353,14351,68084,61723,68520,73630,206.52,145.19999999999999,212.71,274.88,60422,55752,60439,65289,182.59,86.188999999999993,170.06,293.08999999999997,5.2332000000000001,4.4035000000000002,5.1426999999999996,6.2849000000000004,7.5216000000000003,6.7760999999999996,7.4809999999999999,8.3165999999999993,1.4802,1.3240000000000001,1.4524999999999999,1.6335,209250,195290,210040,222760,0.13758000000000001,0.12803999999999999,0.13705999999999999,0.14749000000000001,6.4653,4.8813000000000004,6.2573999999999996,8.6631,60.366,32.113999999999997,66.241,81.665000000000006]
[6.25,0.1956,0.19416,0.19624,0.19711000000000001,6.2180999999999997,4.7586000000000004,6.1185,7.8650000000000002,52193,42090,51539,64195,5.7958999999999996,4.9545000000000003,5.6817000000000002,6.7901999999999996,98.316000000000003,97.778000000000006,98.444999999999993,99.902000000000001,23.693999999999999,23.207000000000001,23.672000000000001,24.315000000000001,0.32195000000000001,0.29669000000000001,0.32029000000000002,0.35017999999999999,54876,50172,54939,59230,0.72731000000000001,0.30431999999999998,0.82593000000000005,1.0101,21494,18787,21097,25093,11.065,5.6496000000000004,10.077,17.501999999999999,2.0049000000000001,1.8574999999999999,1.996,2.1667999999999998,55.707999999999998,23.373000000000001,38.442999999999998,116.34,1317.8,1161.3,1321.4,1459.7,39.064,23.774999999999999,39.189,53.707000000000001,13600,12632,13558,14603,69162,62796,69643,74748,206.48,145.19999999999999,212.71,274.88,61086,56131,61138,65733,183.17,86.283000000000001,171.04,298.2,5.3895,4.5294999999999996,5.2915000000000001,6.4584999999999999,7.6037999999999997,6.8326000000000002,7.5819999999999999,8.4074000000000009,1.4967999999999999,1.3431,1.4701,1.6504000000000001,212070,198050,213000,225680,0.13888,0.12937000000000001,0.13872000000000001,0.14853,6.4991000000000003,4.9154,6.2878999999999996,8.7251999999999992,60.631999999999998,32.215000000000003,66.361999999999995,82.138999999999996]
[6.3333300000000001,0.19417000000000001,0.18598999999999999,0.19583999999999999,0.1981,6.2180999999999997,4.7586000000000004,6.1185,7.8650000000000002,51606,41820,50792,63399,5.7746000000000004,4.9005999999999998,5.6779000000000002,6.7549000000000001,96.352000000000004,91.906000000000006,97.528000000000006,99.736999999999995,23.041,21.722999999999999,23.251000000000001,24.091000000000001,0.31995000000000001,0.29127999999999998,0.31957999999999998,0.35156999999999999,54738,49299,54946,59470,0.71569000000000005,0.29626000000000002,0.79988999999999999,1.0058,21363,18437,21039,24969,10.867000000000001,5.5773999999999999,9.8504000000000005,17.236000000000001,2.0261,1.8596999999999999,2.0222000000000002,2.2082999999999999,54.338999999999999,22.712,37.624000000000002,114.53,1290.5999999999999,1125.0999999999999,1289.8,1438.5,39.064,23.774999999999999,39.189,53.707000000000001,13508,12389,13522,14600,68968,61823,69812,74865,205.52,144.80000000000001,212.42,273.43,60427,55035,60613,65735,179.73,84.472999999999999,166.24,291.37,5.4269999999999996,4.5144000000000002,5.3361999999999998,6.4385000000000003,7.5057,6.6445999999999996,7.5223000000000004,8.3592999999999993,1.4953000000000001,1.3302,1.47,1.6551,210480,193430,212010,226170,0.14191999999999999,0.13228999999999999,0.14180000000000001,0.15157000000000001,6.5359999999999996,4.9866000000000001,6.2984999999999998,8.6767000000000003,59.384999999999998,31.567,64.484999999999999,81.301000000000002]
[6.4166699999999999,0.19191,0.18226000000000001,0.19405,0.19747999999999999,6.2180999999999997,4.7586000000000004,6.1185,7.8650000000000002,51511,41324,51033,62835,5.7637999999999998,4.8529999999999998,5.7118000000000002,6.7766000000000002,95.861999999999995,91.102000000000004,96.691000000000003,100,22.448,20.963000000000001,22.631,23.635999999999999,0.31874000000000002,0.28816999999999998,0.31931999999999999,0.34969,55003,49773,55178,59764,0.70548,0.29437000000000002,0.78902000000000005,1.0022,21301,18352,20999,24688,10.718,5.5246000000000004,9.8501999999999992,16.992000000000001,2.0488,1.8478000000000001,2.0537000000000001,2.2353000000000001,52.988999999999997,22.266999999999999,36.957999999999998,112.05,1266,1107.2,1275.4000000000001,1421.3,39.064,23.774999999999999,39.189,53.707000000000001,13490,12127,13590,14640,69357,62539,70046,75314,205.33,144.46,209.44,274.45999999999998,60044,53829,60473,65575,176.89,82.644000000000005,164.01,286.29000000000002,5.4653999999999998,4.5206,5.3876999999999997,6.4673999999999996,7.4414999999999996,6.5141,7.4561999999999999,8.3063000000000002,1.4944,1.3227,1.4755,1.6551,209950,192750,211390,226370,0.14435999999999999,0.13414999999999999,0.14421,0.15437000000000001,6.5536000000000003,5.0278999999999998,6.3219000000000003,8.6416000000000004,57.993000000000002,30.79,62.709000000000003,79.179000000000002]
[6.5,0.18983,0.17977000000000001,0.19228000000000001,0.19636999999999999,6.2180999999999997,4.7586000000000004,6.1185,7.8650000000000002,51784,41795,51122,63779,5.7759999999999998,4.8582000000000001,5.7027999999999999,6.8059000000000003,96.644000000000005,92.596999999999994,96.97,100,22.207000000000001,20.832000000000001,22.34,23.318000000000001,0.31974999999999998,0.28787000000000001,0.31846999999999998,0.35258,55562,50449,55561,60224,0.70282999999999995,0.29566999999999999,0.77859999999999996,1.0005999999999999,21344,18567,21043,24841,10.678000000000001,5.5444000000000004,9.8065999999999995,16.864000000000001,2.069,1.8729,2.0693000000000001,2.2593000000000001,52.433,22.373999999999999,36.866,112.24,1246.5999999999999,1099.8,1256.0999999999999,1399.5,39.064,23.774999999999999,39.189,53.707000000000001,13591,12332,13643,14788,70188,63864,70414,75879,206.29,145.19999999999999,212.69,274.88,60190,54112,60397,65833,175.96,83.293000000000006,162.91999999999999,282.44,5.5267999999999997,4.5860000000000003,5.4653999999999998,6.4981,7.4615999999999998,6.5053999999999998,7.4955999999999996,8.3289000000000009,1.4971000000000001,1.3146,1.4794,1.659,210880,194340,211930,227180,0.14485000000000001,0.13499,0.1449,0.15501000000000001,6.5387000000000004,5.0275999999999996,6.3087999999999997,8.6092999999999993,57.220999999999997,30.108000000000001,61.506,78.385999999999996]
[6.5833300000000001,0.19084999999999999,0.18015,0.19292000000000001,0.19742000000000001,6.2180999999999997,4.7586000000000004,6.1185,7.8650000000000002,52208,42125,51559,64224,5.8583999999999996,4.9328000000000003,5.7926000000000002,6.8865999999999996,97.948999999999998,95.15,98.552999999999997,100,22.507000000000001,21.34,22.625,23.370999999999999,0.32523000000000002,0.29442000000000002,0.32512999999999997,0.35531000000000001,56754,51961,56882,61219,0.71323000000000003,0.29902000000000001,0.79483999999999999,1.0259,21657,18879,21343,25136,10.818,5.6620999999999997,9.9351000000000003,17.167999999999999,2.1124999999999998,1.9071,2.1156000000000001,2.302,53.091999999999999,22.689,37.262,112.98,1241.9000000000001,1098.5999999999999,1249.3,1386.3,39.064,23.774999999999999,39.189,53.707000000000001,13882,12674,13914,15050,71849,65716,72318,77158,206.48,145.19999999999999,212.71,274.88,61170,55374,61357,66930,178.03,84.281999999999996,166.46,287.10000000000002,5.6570999999999998,4.7008999999999999,5.6148999999999996,6.6048999999999998,7.6043000000000003,6.6776,7.6242000000000001,8.4474999999999998,1.5196000000000001,1.3454999999999999,1.502,1.6807000000000001,214470,198710,216240,229770,0.14631,0.13625999999999999,0.14615,0.15619,6.5899000000000001,5.0590000000000002,6.3396999999999997,8.6801999999999992,57.679000000000002,30.228000000000002,62.262999999999998,79.244]
[6.6666699999999999,0.19252,0.18217,0.19406000000000001,0.19853999999999999,6.2180999999999997,4.7586000000000004,6.1185,7.8650000000000002,52435,42306,51809,64512,5.9686000000000003,5.0110000000000001,5.8917999999999999,7.0030999999999999,98.671999999999997,96.387,99.418000000000006,100,22.907,22.222999999999999,22.902000000000001,23.568999999999999,0.33143,0.30080000000000001,0.33088000000000001,0.36264000000000002,57830,53136,57863,62329,0.72645999999999999,0.30379,0.81399999999999995,1.0444,21986,19134,21593,25418,11.037000000000001,5.7561,10.210000000000001,17.547999999999998,2.1627999999999998,1.9487000000000001,2.1637,2.3696000000000002,53.98,23.029,37.908000000000001,114.48,1243.8,1096.8,1247.5999999999999,1389.9,39.064,23.774999999999999,39.189,53.707000000000001,14196,13014,14218,15334,73270,67627,73714,78812,206.51,145.19999999999999,212.71,274.88,62228,56876,62447,67567,181.42,85.844999999999999,169.22,290.68,5.8228,4.8507999999999996,5.7807000000000004,6.8597999999999999,7.7786999999999997,6.8997000000000002,7.7885999999999997,8.6343999999999994,1.5448999999999999,1.3713,1.5236000000000001,1.7019,218230,202220,218820,233390,0.14735999999999999,0.13688,0.14707999999999999,0.15808,6.6528999999999998,5.0983000000000001,6.4067999999999996,8.7966999999999995,58.523000000000003,30.745999999999999,63.436,80.358000000000004]
[6.75,0.19131000000000001,0.18052000000000001,0.19316,0.19756000000000001,6.2180999999999997,4.7586000000000004,6.1185,7.8650000000000002,52116,42005,51499,64286,6.0004,5.0174000000000003,5.9149000000000003,7.1021999999999998,97.872,95.334000000000003,98.363,100,22.771999999999998,22.151,22.818999999999999,23.478000000000002,0.33178999999999997,0.29960999999999999,0.33178000000000002,0.36414000000000002,57888,53060,57726,62829,0.72621999999999998,0.30059999999999998,0.80796999999999997,1.0459000000000001,21946,19015,21606,25340,11.087999999999999,5.8094999999999999,10.215999999999999,17.469000000000001,2.1861000000000002,1.9749000000000001,2.1913,2.3992,53.805999999999997,22.988,37.802,112.18,1229.5,1074.3,1232.8,1378.9,39.064,23.774999999999999,39.189,53.707000000000001,14257,13070,14297,15421,73317,67293,73461,79228,206.33,145.19999999999999,212.71,274.45999999999998,62152,56735,62334,67648,181.83,86.66,169.96,289.93,5.9084000000000003,4.8887999999999998,5.8646000000000003,6.9729999999999999,7.8068,6.9161000000000001,7.8211000000000004,8.6852999999999998,1.5458000000000001,1.3772,1.5235000000000001,1.7088000000000001,218140,201840,219000,234620,0.14709,0.13605,0.14707999999999999,0.15847,6.6394000000000002,5.1048999999999998,6.3811999999999998,8.7187000000000001,58.344000000000001,30.734000000000002,63.517000000000003,80.134]
[6.8333300000000001,0.19162999999999999,0.18164,0.19331999999999999,0.19717999999999999,6.2180999999999997,4.7586000000000004,6.1185,7.8650000000000002,52184,42189,51342,64529,6.0781000000000001,5.0564,6.0068000000000001,7.2228000000000003,98.066999999999993,95.796999999999997,98.349000000000004,100,22.794,22.151,22.827999999999999,23.523,0.33489999999999998,0.30243999999999999,0.33438000000000001,0.36569000000000002,58648,54047,58380,63628,0.73165000000000002,0.29876000000000003,0.81925999999999999,1.0548999999999999,22110,19162,21835,25608,11.207000000000001,5.9890999999999996,10.379,17.640999999999998,2.2254,1.9902,2.2324999999999999,2.4432999999999998,54.131999999999998,22.844999999999999,37.936999999999998,114.1,1224.9000000000001,1064.3,1232.3,1381.2,39.064,23.774999999999999,39.189,53.707000000000001,14441,13219,14437,15595,74340,68730,74223,80253,206.49,145.19999999999999,212.69,274.52999999999997,62635,56903,62623,68208,183.29,88.587000000000003,170.12,292.77,6.0361000000000002,4.9715999999999996,5.9722999999999997,7.0849000000000002,7.8864000000000001,6.9779,7.8853,8.7509999999999994,1.5569,1.3887,1.5427,1.7170000000000001,220200,204000,220360,237210,0.14787,0.13646,0.14804,0.15897,6.6680999999999999,5.1307,6.4059999999999997,8.8329000000000004,58.557000000000002,30.722000000000001,63.886000000000003,80.594999999999999]
[6.9166699999999999,0.19259999999999999,0.18407999999999999,0.19392999999999999,0.19681999999999999,6.2180999999999997,4.7586000000000004,6.1185,7.8650000000000002,52267,42201,51560,64493,6.1685999999999996,5.1113999999999997,6.1077000000000004,7.3684000000000003,98.293000000000006,96.391000000000005,98.24,100,22.92,22.344999999999999,22.829000000000001,23.663,0.33892,0.30725999999999998,0.33927000000000002,0.36897999999999997,59529,54899,59289,64723,0.73938999999999999,0.30171999999999999,0.82718999999999998,1.0721000000000001,22319,19476,22026,25723,11.333,5.9866000000000001,10.465999999999999,17.777000000000001,2.2690000000000001,2.0225,2.2766000000000002,2.4940000000000002,54.564,23.128,38.064,115.21,1222.8,1060.2,1229.5,1378,39.064,23.774999999999999,39.189,53.707000000000001,14659,13470,14693,15810,75541,69992,75374,81308,206.45,145.19999999999999,212.69,274.52999999999997,63310,57738,63292,69052,185.06,89.486000000000004,172.29,294.64,6.1821999999999999,5.0937000000000001,6.1162000000000001,7.2743000000000002,7.9901999999999997,7.1006999999999998,7.9748999999999999,8.8603000000000005,1.5723,1.4067000000000001,1.5559000000000001,1.7322,222860,207020,223410,239320,0.14860000000000001,0.13749,0.14863000000000001,0.15953000000000001,6.7022000000000004,5.1702000000000004,6.4558,8.9283999999999999,59.017000000000003,31.094999999999999,64.531000000000006,81.122]
[7,0.19298999999999999,0.18634999999999999,0.19408,0.19628999999999999,6.2180999999999997,4.7586000000000004,6.1185,7.8650000000000002,52187,42239,51565,64409,6.2469000000000001,5.1768999999999998,6.1788999999999996,7.4642999999999997,98.236000000000004,96.686000000000007,98.004999999999995,100,22.971,22.46,22.841999999999999,23.803000000000001,0.34386,0.31355,0.34448000000000001,0.37325000000000003,60237,55583,60005,65546,0.74587000000000003,0.30171999999999999,0.83577999999999997,1.0813999999999999,22325,19555,21975,25701,11.407999999999999,6.0004999999999997,10.59,17.885000000000002,2.3052999999999999,2.0596000000000001,2.3176999999999999,2.5333000000000001,54.884,23.146000000000001,38.122999999999998,115.81,1215.8,1055.3,1220.7,1373.4,39.064,23.774999999999999,39.189,53.707000000000001,14767,13622,14798,15983,76417,70763,76411,82481,206.45,145.08000000000001,212.69,274.52999999999997,63511,57755,63464,69012,186.33,89.6,173.36,296.68,6.3315000000000001,5.202,6.2778999999999998,7.5019999999999998,8.0698000000000008,7.1820000000000004,8.0309000000000008,8.9524000000000008,1.5834999999999999,1.4206000000000001,1.5619000000000001,1.7442,224940,209300,225740,241160,0.14896999999999999,0.13774,0.14915,0.15984000000000001,6.7168999999999999,5.1813000000000002,6.4619999999999997,8.9666999999999994,59.395000000000003,31.382999999999999,64.745000000000005,81.451999999999998]
[7.0833300000000001,0.17669000000000001,0.16861999999999999,0.17519000000000001,0.18640000000000001,6.2180999999999997,4.7586000000000004,6.1185,7.8650000000000002,48183,40092,47662,57298,6.0434999999999999,5.0148000000000001,5.9684999999999997,7.2327000000000004,91.387,89.384,90.787999999999997,94.790999999999997,19.417000000000002,18.893999999999998,19.327999999999999,20,0.29164000000000001,0.27081,0.29143999999999998,0.31251000000000001,58041,52943,57912,63206,0.65886999999999996,0.29744999999999999,0.70740000000000003,0.95884000000000003,21022,18425,20718,24238,10.614000000000001,5.7637,9.8251000000000008,16.669,2.2382,2.0064000000000002,2.2465000000000002,2.4577,55.707000000000001,23.824000000000002,39.500999999999998,112.74,1139.5999999999999,988,1142.5,1286.7,39.064,23.774999999999999,39.189,53.707000000000001,14050,13001,14071,15156,73428,67221,73721,79579,205.99,145.19999999999999,212.69,273.45999999999998,59909,54967,60206,64706,167.75,86.144999999999996,161.02000000000001,255.84,6.2489999999999997,5.1601999999999997,6.2077,7.4390000000000001,7.6848999999999998,6.8667999999999996,7.6711999999999998,8.5098000000000003,1.5166999999999999,1.3706,1.4958,1.6668000000000001,216270,200470,216630,231370,0.12739,0.11975,0.12761,0.13492000000000001,5.8312999999999997,4.7211999999999996,5.6529999999999996,7.4943999999999997,51.968000000000004,30.248000000000001,56.177999999999997,67.995999999999995]
[7.1666699999999999,0.14903,0.14205000000000001,0.14818999999999999,0.15734000000000001,6.2180999999999997,4.7586000000000004,6.1185,7.8650000000000002,37248,31271,36854,44126,4.8273000000000001,4.0464000000000002,4.7808000000000002,5.7286000000000001,71.355000000000004,69.680000000000007,70.963999999999999,73.222999999999999,15.271000000000001,14.859,15.201000000000001,15.701000000000001,0.24007999999999999,0.22203999999999999,0.24007999999999999,0.25912000000000002,44887,40886,44726,48928,0.55786999999999998,0.28334999999999999,0.59750000000000003,0.78744000000000003,16218,14198,16032,18692,8.1166999999999998,4.4438000000000004,7.5065999999999997,12.667,1.7922,1.6099000000000001,1.7994000000000001,1.9599,48.170999999999999,23.375,37.618000000000002,87.85,888.06,767.41,892.6,999.88,39.064,23.774999999999999,39.189,53.707000000000001,11161,10325,11194,12029,56042,51202,56338,60802,173.22,131.9,174.75,217.8,47246,43228,47337,51174,128.59,66.933999999999997,123.01,195.24,5.0101000000000004,4.1703000000000001,4.9813999999999998,5.9123000000000001,6.3045,5.6738,6.2949999999999999,6.9915000000000003,1.2248000000000001,1.1065,1.2089000000000001,1.3434999999999999,167660,155460,168120,179480,0.10141,9.5371999999999998E-2,0.10156,0.10743999999999999,4.5891999999999999,3.7442000000000002,4.4527000000000001,5.835,45.17,28.878,48.494,57.542000000000002]
[7.25,0.17263999999999999,0.15925,0.17030999999999999,0.19117000000000001,6.2180999999999997,4.7586000000000004,6.1185,7.8650000000000002,45961,40449,45583,52261,5.181,4.4086999999999996,5.1157000000000004,6.0651000000000002,88.087999999999994,85.802000000000007,87.724999999999994,91.251999999999995,16.759,16.231999999999999,16.715,17.3,0.25752000000000003,0.23843,0.25742999999999999,0.27694999999999997,48235,44638,48074,51971,0.59018000000000004,0.30943999999999999,0.63148000000000004,0.82010000000000005,16828,14818,16596,19328,8.4809999999999999,4.6513999999999998,7.8910999999999998,13.143000000000001,1.9096,1.7327999999999999,1.915,2.0754999999999999,54.899000000000001,23.873999999999999,39.716999999999999,109.97,921.66,806.88,922.67,1028.7,39.064,23.774999999999999,39.189,53.707000000000001,11554,10743,11581,12385,60120,55882,60294,64499,205.02,145.19999999999999,212.71,268.98,48752,44874,48819,52616,135.03,68.489999999999995,129.44999999999999,207.27,5.3838999999999997,4.5152999999999999,5.3472999999999997,6.2996999999999996,6.4581,5.8376000000000001,6.4619,7.1418999999999997,1.2707999999999999,1.1498999999999999,1.2501,1.3886000000000001,178020,166950,178650,189170,0.10827000000000001,0.10151,0.10831,0.1147,4.9058000000000002,3.9870000000000001,4.7748999999999997,6.1959999999999997,48.786999999999999,32.082999999999998,51.921999999999997,60.872]
[7.3333300000000001,0.18869,0.17348,0.19048999999999999,0.2,6.2180999999999997,4.7586000000000004,6.1185,7.8650000000000002,51217,42430,51724,59104,5.5232000000000001,4.7294,5.4600999999999997,6.4226999999999999,99.762,99.103999999999999,100,100,17.998999999999999,17.324999999999999,17.96,18.707000000000001,0.27262999999999998,0.25083,0.27229999999999999,0.29441000000000001,50968,47443,50882,54734,0.61782999999999999,0.31068000000000001,0.66476000000000002,0.84772000000000003,17381,15282,17073,19919,8.8340999999999994,4.84,8.2121999999999993,13.715999999999999,2.0228000000000002,1.8455999999999999,2.0285000000000002,2.1966000000000001,56.473999999999997,23.873999999999999,39.716999999999999,117.13,955.52,848.55,956.51,1059.9000000000001,39.064,23.774999999999999,39.189,53.707000000000001,11930,11112,11950,12734,63562,59171,63638,67917,206.56,145.19999999999999,212.71,274.88,50209,46428,50261,53931,141.13,70.831999999999994,133.91,218.48,5.7502000000000004,4.8369999999999997,5.6871,6.7169999999999996,6.6299000000000001,5.9736000000000002,6.6196999999999999,7.3068,1.3132999999999999,1.1847000000000001,1.2899,1.4404999999999999,186690,175500,187070,197810,0.11466,0.10789,0.11448,0.12119000000000001,5.1445999999999996,4.1946000000000003,4.9993999999999996,6.5202999999999998,51.81,32.887,55.323,64.260000000000005]
[7.4166699999999999,0.19645000000000001,0.18629000000000001,0.2,0.2,6.2180999999999997,4.7586000000000004,6.1185,7.8650000000000002,52736,42430,52300,64444,5.8295000000000003,4.9977999999999998,5.7820999999999998,6.7537000000000003,100,100,100,100,19.04,18.222999999999999,19.030999999999999,19.841000000000001,0.28550999999999999,0.26177,0.28561999999999999,0.30913000000000002,53365,49907,53303,57135,0.63861999999999997,0.31068000000000001,0.69379999999999997,0.87536000000000003,17820,15654,17544,20369,9.1621000000000006,4.9485999999999999,8.5356000000000005,14.237,2.1225999999999998,1.9430000000000001,2.1217000000000001,2.3092999999999999,56.905999999999999,23.873999999999999,39.716999999999999,117.89,980.99,877.45,979.53,1082.5,39.064,23.774999999999999,39.189,53.707000000000001,12233,11411,12248,13080,66491,62044,66617,70787,206.56,145.19999999999999,212.71,274.88,51250,47356,51285,55123,146.56,73.567999999999998,138.4,229.01,6.0629999999999997,5.0906000000000002,5.9756999999999998,7.1075999999999997,6.7694999999999999,6.1089000000000002,6.7789000000000001,7.4482999999999997,1.3473999999999999,1.2152000000000001,1.3243,1.4757,193700,182000,193940,204630,0.1205,0.11334,0.12049,0.12745999999999999,5.3619000000000003,4.3494999999999999,5.2023999999999999,6.7672999999999996,54.040999999999997,33.021999999999998,58.363999999999997,67.403999999999996]
[7.5,0.19917000000000001,0.19752,0.2,0.2,6.2180999999999997,4.7586000000000004,6.1185,7.8650000000000002,52854,42430,52300,65004,6.1166,5.2533000000000003,6.0301,7.0842999999999998,100,100,100,100,19.928999999999998,18.934000000000001,19.923999999999999,20.875,0.29720000000000002,0.27165,0.29751,0.32214999999999999,55462,51855,55471,59353,0.65661999999999998,0.31068000000000001,0.71960000000000002,0.89722000000000002,18180,16028,17879,20764,9.5314999999999994,5.1989000000000001,8.8458000000000006,14.851000000000001,2.2121,2.0247000000000002,2.2057000000000002,2.4114,57.161000000000001,23.873999999999999,39.716999999999999,117.89,1001.3,898.08,1003.9,1104.7,39.064,23.774999999999999,39.189,53.707000000000001,12525,11700,12524,13364,69024,64461,69176,73282,206.56,145.19999999999999,212.71,274.88,52204,48372,52155,56135,152.16999999999999,76.826999999999998,143.63999999999999,237.87,6.3470000000000004,5.3272000000000004,6.2523,7.4099000000000004,6.9215,6.2539999999999996,6.9444999999999997,7.6346999999999996,1.3762000000000001,1.2406999999999999,1.3526,1.5053000000000001,199670,188120,200090,211090,0.12499,0.11749999999999999,0.1246,0.13302,5.5411000000000001,4.4763000000000002,5.3840000000000003,6.9992000000000001,55.871000000000002,33.021999999999998,60.829000000000001,70.268000000000001]
[7.5833300000000001,0.19983999999999999,0.2,0.2,0.2,6.2180999999999997,4.7586000000000004,6.1185,7.8650000000000002,52854,42430,52300,65004,6.3757000000000001,5.4401999999999999,6.2911999999999999,7.4566999999999997,100,100,100,100,20.722999999999999,19.486000000000001,20.727,21.873000000000001,0.30858000000000002,0.28175,0.30909999999999999,0.33345999999999998,57306,53289,57147,61429,0.67313999999999996,0.31068000000000001,0.74253999999999998,0.92805000000000004,18491,16307,18134,21203,9.9014000000000006,5.4935,9.2532999999999994,15.411,2.2915999999999999,2.0960000000000001,2.2890000000000001,2.5015000000000001,57.295999999999999,23.873999999999999,39.716999999999999,118.95,1018,904.84,1018.9,1130.2,39.064,23.774999999999999,39.189,53.707000000000001,12809,11952,12832,13655,71298,66613,71524,75774,206.56,145.19999999999999,212.71,274.88,53102,48998,53098,57224,157.58000000000001,79.822000000000003,148.83000000000001,245.76,6.6051000000000002,5.5486000000000004,6.5316999999999998,7.7762000000000002,7.0871000000000004,6.4175000000000004,7.0941000000000001,7.8399000000000001,1.4036999999999999,1.2584,1.383,1.5403,204980,192760,205590,217180,0.12881000000000001,0.12095,0.12820000000000001,0.13696,5.6936999999999998,4.5664999999999996,5.5338000000000003,7.1894,57.436,33.021999999999998,62.924999999999997,72.870999999999995]
[7.6666699999999999,0.2,0.2,0.2,0.2,6.2180999999999997,4.7586000000000004,6.1185,7.8650000000000002,52854,42430,52300,65004,6.6986999999999997,5.7167000000000003,6.6333000000000002,7.8243,100,100,100,100,21.692,20.288,21.733000000000001,23.02,0.32099,0.29421000000000003,0.32088,0.3483,59543,55259,59527,63733,0.68991999999999998,0.31068000000000001,0.77031000000000005,0.95118999999999998,18920,16684,18569,21582,10.342000000000001,5.7842000000000002,9.7119,15.938000000000001,2.3936000000000002,2.1816,2.3986999999999998,2.6211000000000002,57.454999999999998,23.873999999999999,39.716999999999999,119.4,1048.4000000000001,937.04,1052.3,1163.2,39.064,23.774999999999999,39.189,53.707000000000001,13164,12319,13169,14002,74059,69178,74371,78661,206.56,145.19999999999999,212.71,274.88,54246,50242,54181,58502,163.72999999999999,83.718000000000004,154.19,255.18,6.9424000000000001,5.8116000000000003,6.86,8.1594999999999995,7.2671999999999999,6.5610999999999997,7.2587000000000002,8.0175999999999998,1.4358,1.284,1.4115,1.5782,211780,198520,212480,224570,0.1333,0.12481,0.13299,0.14238999999999999,5.8784000000000001,4.7085999999999997,5.7355999999999998,7.4226000000000001,58.793999999999997,33.021999999999998,64.906999999999996,75.552999999999997]
[7.75,0.2,0.2,0.2,0.2,6.2180999999999997,4.7586000000000004,6.1185,7.8650000000000002,52854,42430,52300,65004,6.9954000000000001,5.9526000000000003,6.9513999999999996,8.1463999999999999,100,100,100,100,22.494,21.109000000000002,22.614999999999998,23.745000000000001,0.33138000000000001,0.30166999999999999,0.33116000000000001,0.35870000000000002,61535,57226,61561,65914,0.70294000000000001,0.31068000000000001,0.78735999999999995,0.97082000000000002,19274,17022,18943,22096,10.723000000000001,5.9591000000000003,10.041,16.446000000000002,2.4874999999999998,2.2694999999999999,2.4855999999999998,2.7185999999999999,57.573999999999998,23.873999999999999,39.716999999999999,120.58,1075.3,963.68,1078.4000000000001,1188.4000000000001,39.064,23.774999999999999,39.189,53.707000000000001,13463,12532,13450,14341,76484,71454,76713,80798,206.56,145.19999999999999,212.71,274.88,55228,51070,55242,59339,169.01,87.947000000000003,158.27000000000001,264.68,7.2602000000000002,6.0102000000000002,7.2032999999999996,8.5330999999999992,7.4084000000000003,6.6730999999999998,7.3952999999999998,8.1732999999999993,1.4622999999999999,1.304,1.4363999999999999,1.6102000000000001,217670,205160,218490,230400,0.13716,0.12817000000000001,0.13705000000000001,0.14713000000000001,6.0422000000000002,4.8345000000000002,5.9004000000000003,7.6307999999999998,59.761000000000003,33.021999999999998,66.087000000000003,77.903000000000006]
[7.8333300000000001,0.2,0.2,0.2,0.2,6.2180999999999997,4.7586000000000004,6.1185,7.8650000000000002,52854,42430,52300,65004,7.2125000000000004,6.1162999999999998,7.1761999999999997,8.4207000000000001,100,100,100,100,22.94,21.524999999999999,23.189,23.948,0.34017999999999998,0.311,0.33967999999999998,0.36836000000000002,63005,58428,63068,67518,0.71338000000000001,0.31068000000000001,0.80130000000000001,0.98648000000000002,19515,17213,19214,22466,11,6.1651999999999996,10.209,16.741,2.5545,2.3201000000000001,2.5619000000000001,2.8006000000000002,57.652000000000001,23.873999999999999,39.716999999999999,120.65,1087.3,966.98,1092.7,1202.5999999999999,39.064,23.774999999999999,39.189,53.707000000000001,13687,12766,13701,14535,78320,73233,78611,82822,206.56,145.19999999999999,212.71,274.88,55849,51557,56000,60001,172.95,90.38,162.53,271.20999999999998,7.5004,6.1946000000000003,7.4412000000000003,8.8225999999999996,7.5297000000000001,6.7755000000000001,7.5180999999999996,8.3224,1.4823999999999999,1.3148,1.4578,1.6364000000000001,221770,208050,222860,234750,0.13982,0.12995999999999999,0.13921,0.15060000000000001,6.1554000000000002,4.9066999999999998,6.0126999999999997,7.7717999999999998,60.485999999999997,33.021999999999998,67.206000000000003,79.707999999999998]
[7.9166699999999999,0.2,0.2,0.2,0.2,6.2180999999999997,4.7586000000000004,6.1185,7.8650000000000002,52854,42430,52300,65004,7.4337999999999997,6.3007,7.3723000000000001,8.6727000000000007,100,100,100,100,23.221,21.978000000000002,23.48,23.957999999999998,0.34873999999999999,0.32002999999999998,0.34819,0.37936999999999999,64534,59599,64557,69145,0.72287000000000001,0.31068000000000001,0.81177999999999995,0.99961,19765,17399,19385,22626,11.228,6.3418999999999999,10.367000000000001,17.074000000000002,2.6234000000000002,2.3792,2.6312000000000002,2.8658000000000001,57.701999999999998,23.873999999999999,39.716999999999999,121.82,1100.2,976.55,1105.5999999999999,1219.0999999999999,39.064,23.774999999999999,39.189,53.707000000000001,13908,12952,13914,14802,80222,74990,80384,84837,206.56,145.19999999999999,212.71,274.88,56545,52357,56575,60811,176.47,92.991,166.32,276.67,7.7571000000000003,6.3846999999999996,7.6699000000000002,9.1140000000000008,7.6395,6.8952,7.6265999999999998,8.4395000000000007,1.5033000000000001,1.3319000000000001,1.4806999999999999,1.6543000000000001,226110,212510,227440,239670,0.14248,0.13241,0.14237,0.15298999999999999,6.2640000000000002,4.9786000000000001,6.1189,7.9184000000000001,61.046999999999997,33.021999999999998,67.897999999999996,80.757999999999996]
[8,0.2,0.2,0.2,0.2,6.2180999999999997,4.7586000000000004,6.1185,7.8650000000000002,52854,42430,52300,65004,7.6284999999999998,6.4608999999999996,7.5590000000000002,8.8925999999999998,100,100,100,100,23.454000000000001,22.713000000000001,23.591999999999999,24,0.35979,0.33051000000000003,0.35991000000000001,0.3916,65754,60831,65803,70423,0.73102,0.31068000000000001,0.82286000000000004,1.0136000000000001,20294,17843,19816,23442,11.374000000000001,6.4175000000000004,10.536,17.331,2.6840999999999999,2.4371,2.6892999999999998,2.9344999999999999,57.720999999999997,23.873999999999999,39.716999999999999,121.82,1114.5999999999999,990.71,1116.5,1231.3,39.064,23.774999999999999,39.189,53.707000000000001,14282,13350,14274,15229,81990,76761,82208,86627,206.56,145.19999999999999,212.71,274.88,57892,53502,57761,62070,179.14,94.051000000000002,169.38,282.58,8.0099,6.5461,7.9217000000000004,9.4163999999999994,7.726,6.9547999999999996,7.6989000000000001,8.5249000000000006,1.5218,1.3488,1.4982,1.671,229880,215890,230910,243150,0.14532999999999999,0.13467000000000001,0.14526,0.15675,6.3647,5.0540000000000003,6.2211999999999996,8.0458999999999996,61.473999999999997,33.021999999999998,68.171000000000006,81.858999999999995]
[8.0833300000000001,0.2,0.2,0.2,0.2,6.2180999999999997,4.7586000000000004,6.1185,7.8650000000000002,52854,42430,52300,65004,7.7568999999999999,6.5666000000000002,7.7022000000000004,9.1015999999999995,100,100,100,100,23.518999999999998,23.04,23.552,23.984999999999999,0.36976999999999999,0.34126000000000001,0.37068000000000001,0.4,66587,61878,66679,71245,0.74002000000000001,0.31068000000000001,0.83475999999999995,1.032,20740,18256,20358,23805,11.436,6.4176000000000002,10.603,17.501999999999999,2.7282000000000002,2.4826000000000001,2.7359,2.9691999999999998,57.737000000000002,23.873999999999999,39.716999999999999,121.82,1120.0999999999999,991.67,1125.3,1235.9000000000001,39.064,23.774999999999999,39.189,53.707000000000001,14627,13666,14632,15560,83253,78095,83429,87906,206.56,145.19999999999999,212.71,274.88,59165,54962,59215,63292,180.76,94.394000000000005,170.94,286.95,8.2005999999999997,6.7061000000000002,8.0960000000000001,9.6898999999999997,7.8380999999999998,7.0488999999999997,7.8224999999999998,8.6302000000000003,1.5419,1.3732,1.5154000000000001,1.6937,232530,218970,233460,245200,0.14766000000000001,0.13689999999999999,0.14726,0.15834999999999999,6.4446000000000003,5.0933000000000002,6.2746000000000004,8.1561000000000003,61.872999999999998,33.021999999999998,68.555000000000007,83.334000000000003]
[8.1666699999999999,0.2,0.2,0.2,0.2,6.2180999999999997,4.7586000000000004,6.1185,7.8650000000000002,52854,42430,52300,65004,7.9036999999999997,6.7393000000000001,7.8475999999999999,9.2430000000000003,100,100,100,100,23.527000000000001,23.140999999999998,23.521000000000001,23.956,0.37913000000000002,0.35378999999999999,0.38163000000000002,0.4,67509,63058,67551,71915,0.74824000000000002,0.31068000000000001,0.84755000000000003,1.0464,21196,18718,20784,24195,11.507999999999999,6.4457000000000004,10.651999999999999,17.55,2.7759,2.5312000000000001,2.7814999999999999,3.0074000000000001,57.744999999999997,23.873999999999999,39.716999999999999,121.82,1127.7,1004.8,1132.0999999999999,1241.2,39.064,23.774999999999999,39.189,53.707000000000001,14961,14029,15001,15882,84579,79707,84744,89032,206.56,145.19999999999999,212.71,274.88,60428,56178,60496,64611,182.47,94.072999999999993,173.06,289.77,8.4138000000000002,6.8685,8.3176000000000005,9.9326000000000008,7.9419000000000004,7.1604000000000001,7.9291999999999998,8.7110000000000003,1.5617000000000001,1.3953,1.5363,1.7189000000000001,235370,222660,236220,247280,0.15007999999999999,0.13991000000000001,0.14989,0.16077,6.524,5.1813000000000002,6.3817000000000004,8.2517999999999994,62.13,33.021999999999998,68.555000000000007,84.063000000000002]
[8.25,0.2,0.2,0.2,0.2,6.2180999999999997,4.7586000000000004,6.1185,7.8650000000000002,52854,42430,52300,65004,8.0774000000000008,6.8947000000000003,7.9873000000000003,9.4040999999999997,100,100,100,100,23.484999999999999,23.125,23.456,23.888999999999999,0.38655,0.36437999999999998,0.39357999999999999,0.4,68563,64316,68562,72765,0.75644,0.31068000000000001,0.85931999999999997,1.0644,21687,19206,21243,24658,11.597,6.4821999999999997,10.766999999999999,17.62,2.8347000000000002,2.6057999999999999,2.8420999999999998,3.0590999999999999,57.76,23.873999999999999,39.716999999999999,121.82,1139,1023.7,1141.9000000000001,1249.3,39.064,23.774999999999999,39.189,53.707000000000001,15314,14371,15322,16315,86050,81383,86144,90332,206.56,145.19999999999999,212.71,274.88,61735,57623,61776,65614,184.3,94.195999999999998,174.48,293.16000000000003,8.6616999999999997,7.0492999999999997,8.5646000000000004,10.246,8.0494000000000003,7.2942,8.0283999999999995,8.8012999999999995,1.5838000000000001,1.4204000000000001,1.5585,1.7356,238630,226630,239470,249870,0.15292,0.14337,0.15246999999999999,0.16339999999999999,6.6181000000000001,5.2626999999999997,6.4737999999999998,8.3689999999999998,62.286000000000001,33.021999999999998,68.555000000000007,84.570999999999998]
[8.3333300000000001,0.2,0.2,0.2,0.2,6.2180999999999997,4.7586000000000004,6.1185,7.8650000000000002,52854,42430,52300,65004,8.3437000000000001,7.1383999999999999,8.2378,9.6532999999999998,100,100,100,100,23.398,23.053000000000001,23.367999999999999,23.777999999999999,0.39263999999999999,0.37541000000000002,0.4,0.4,70108,66102,70042,74319,0.76597999999999999,0.31068000000000001,0.86655000000000004,1.0871999999999999,22299,19802,21847,25362,11.77,6.5803000000000003,10.941000000000001,17.923999999999999,2.9245999999999999,2.6920999999999999,2.9323999999999999,3.1526000000000001,57.771000000000001,23.873999999999999,39.716999999999999,121.82,1161.5999999999999,1049.7,1163.8,1270,39.064,23.774999999999999,39.189,53.707000000000001,15734,14811,15755,16716,87993,83639,88036,92060,206.56,145.19999999999999,212.71,274.88,63308,59367,63460,67354,187.25,94.356999999999999,176.64,298.51,9.0073000000000008,7.3266,8.8786000000000005,10.680999999999999,8.1839999999999993,7.4302999999999999,8.1792999999999996,8.9403000000000006,1.6161000000000001,1.4515,1.5899000000000001,1.7714000000000001,243240,231290,244250,254250,0.15734999999999999,0.14779,0.15673000000000001,0.16728999999999999,6.7735000000000003,5.3894000000000002,6.6318999999999999,8.5866000000000007,62.389000000000003,33.021999999999998,68.555000000000007,84.763000000000005]
[8.4166699999999999,0.2,0.2,0.2,0.2,6.2180999999999997,4.7586000000000004,6.1185,7.8650000000000002,52854,42430,52300,65004,8.5942000000000007,7.3417000000000003,8.5043000000000006,9.9908999999999999,100,100,100,100,23.259,22.925000000000001,23.222000000000001,23.63,0.3962,0.38683000000000001,0.4,0.4,71609,67716,71691,76000,0.77476,0.31068000000000001,0.87153999999999998,1.1092,22826,20296,22365,25988,11.968,6.6795,11.02,18.091999999999999,3.0065,2.7646999999999999,3.01,3.2328999999999999,57.777999999999999,23.873999999999999,39.716999999999999,121.82,1181.4000000000001,1070.2,1184.7,1288.8,39.064,23.774999999999999,39.189,53.707000000000001,16133,15100,16135,17214,89822,85845,89914,93790,206.56,145.19999999999999,212.71,274.88,64723,60634,64768,69087,190.39,96.930999999999997,180.64,303.61,9.3155999999999999,7.6616,9.1729000000000003,11.04,8.3152000000000008,7.5579000000000001,8.3079999999999998,9.0762999999999998,1.6462000000000001,1.4779,1.62,1.8046,247440,235890,248440,258450,0.16181999999999999,0.15240000000000001,0.16169,0.17169000000000001,6.9241000000000001,5.4997999999999996,6.7675999999999998,8.8010000000000002,62.454000000000001,33.021999999999998,68.555000000000007,85.013999999999996]
[8.5,0.2,0.2,0.2,0.2,6.2180999999999997,4.7586000000000004,6.1185,7.8650000000000002,52854,42430,52300,65004,8.8099000000000007,7.5385,8.7124000000000006,10.307,100,100,100,100,23.132000000000001,22.805,23.096,23.481999999999999,0.39787,0.39412000000000003,0.4,0.4,72814,68811,72794,76980,0.7823,0.31068000000000001,0.87856999999999996,1.1292,23297,20766,22875,26376,12.188000000000001,6.8667999999999996,11.2,18.434999999999999,3.0718999999999999,2.8344999999999998,3.0746000000000002,3.3089,57.784999999999997,23.873999999999999,39.716999999999999,121.82,1195.3,1085.9000000000001,1198.9000000000001,1304.2,39.064,23.774999999999999,39.189,53.707000000000001,16508,15511,16518,17570,91263,86860,91488,95306,206.56,145.19999999999999,212.71,274.88,65937,61972,65865,70042,193.6,99.572999999999993,182.78,308.05,9.5698000000000008,7.8559999999999999,9.4224999999999994,11.365,8.4505999999999997,7.7003000000000004,8.4449000000000005,9.1860999999999997,1.6702999999999999,1.5003,1.6504000000000001,1.8280000000000001,250620,239150,251160,261800,0.16516,0.15520999999999999,0.16503999999999999,0.17501,7.0427,5.6315999999999997,6.8663999999999996,8.9981000000000009,62.485999999999997,33.021999999999998,68.555000000000007,85.102000000000004]
[8.5833300000000001,0.2,0.2,0.2,0.2,6.2180999999999997,4.7586000000000004,6.1185,7.8650000000000002,52854,42430,52300,65004,8.9297000000000004,7.6268000000000002,8.8431999999999995,10.456,100,100,100,100,23.036999999999999,22.712,23.015000000000001,23.379000000000001,0.39854000000000001,0.4,0.4,0.4,73472,69289,73266,77758,0.78847,0.31068000000000001,0.87922,1.1419999999999999,23624,20901,23248,26830,12.340999999999999,6.9132999999999996,11.33,18.782,3.1059000000000001,2.8622000000000001,3.0935000000000001,3.3681000000000001,57.79,23.873999999999999,39.716999999999999,121.82,1198.5999999999999,1081.5999999999999,1199.3,1318.2,39.064,23.774999999999999,39.189,53.707000000000001,16777,15718,16762,17929,92168,87736,92390,96234,206.56,145.19999999999999,212.71,274.88,66837,62816,66772,71144,195.74,101.1,184.29,308.23,9.7129999999999992,7.8906999999999998,9.5690000000000008,11.722,8.5638000000000005,7.7945000000000002,8.5556999999999999,9.3118999999999996,1.6867000000000001,1.5130999999999999,1.6668000000000001,1.8429,252410,240200,252480,264250,0.16707,0.15742,0.16682,0.17724000000000001,7.1108000000000002,5.6809000000000003,6.93,9.0996000000000006,62.500999999999998,33.021999999999998,68.597999999999999,85.102000000000004]
[8.6666699999999999,0.2,0.2,0.2,0.2,6.2180999999999997,4.7586000000000004,6.1185,7.8650000000000002,52854,42430,52300,65004,9.2070000000000007,7.8342999999999998,9.0832999999999995,10.762,100,100,100,100,22.984999999999999,22.643999999999998,22.977,23.346,0.39917000000000002,0.4,0.4,0.4,74842,70407,74670,79497,0.79664000000000001,0.31068000000000001,0.87922,1.1618999999999999,24111,21373,23768,27659,12.641,7.1950000000000003,11.618,19.248999999999999,3.1896,2.9205999999999999,3.1804999999999999,3.4655999999999998,57.793999999999997,23.873999999999999,39.716999999999999,121.82,1222.2,1104.5,1219.5,1345.3,39.064,23.774999999999999,39.189,53.707000000000001,17175,16089,17178,18339,93796,89274,94020,98030,206.56,145.19999999999999,212.71,274.88,68220,64099,68125,72667,199.64,103.42,187.9,315.33,10.048,8.2339000000000002,9.9086999999999996,12.191000000000001,8.7201000000000004,7.9200999999999997,8.6951000000000001,9.4749999999999996,1.7130000000000001,1.5364,1.6892,1.8807,256360,243970,256340,268910,0.17013,0.16028999999999999,0.17019999999999999,0.18065000000000001,7.2298999999999998,5.7934000000000001,7.0332999999999997,9.2623999999999995,62.509,33.021999999999998,68.597999999999999,85.227999999999994]
[8.75,0.2,0.2,0.2,0.2,6.2180999999999997,4.7586000000000004,6.1185,7.8650000000000002,52854,42430,52300,65004,9.5017999999999994,8.0821000000000005,9.3920999999999992,11.161,100,100,100,100,22.870999999999999,22.518000000000001,22.864999999999998,23.23,0.39959,0.4,0.4,0.4,76246,71957,75956,81095,0.80450999999999995,0.31068000000000001,0.88158000000000003,1.1848000000000001,24595,21788,24215,28005,12.94,7.3693999999999997,11.837999999999999,19.649999999999999,3.2765,2.9958999999999998,3.2650999999999999,3.5708000000000002,57.793999999999997,23.873999999999999,39.716999999999999,121.82,1247.2,1127.4000000000001,1243.8,1373,39.064,23.774999999999999,39.189,53.707000000000001,17572,16372,17544,18735,95424,90747,95581,99696,206.56,145.19999999999999,212.71,274.88,69513,65042,69406,74227,203.48,107.1,191.25,321.14,10.409000000000001,8.5164000000000009,10.327,12.529,8.8694000000000006,8.0320999999999998,8.8665000000000003,9.6475000000000009,1.7395,1.5586,1.7164999999999999,1.9059999999999999,260420,248050,260220,272800,0.17327999999999999,0.16281999999999999,0.17347000000000001,0.18437999999999999,7.3522999999999996,5.9177999999999997,7.1627000000000001,9.3895999999999997,62.514000000000003,33.021999999999998,68.597999999999999,85.227999999999994]
[8.8333300000000001,0.2,0.2,0.2,0.2,6.2180999999999997,4.7586000000000004,6.1185,7.8650000000000002,52854,42430,52300,65004,9.6054999999999993,8.1105999999999998,9.5018999999999991,11.335000000000001,100,100,100,100,22.757000000000001,22.414000000000001,22.756,23.106999999999999,0.39977000000000001,0.4,0.4,0.4,76797,72175,76536,82039,0.80901999999999996,0.31068000000000001,0.88190000000000002,1.1992,24827,22028,24423,28442,13.051,7.407,11.997999999999999,19.821000000000002,3.3037000000000001,2.9904000000000002,3.3024,3.6065999999999998,57.793999999999997,23.873999999999999,39.716999999999999,121.82,1248.8,1124.8,1247.5,1379.7,39.064,23.774999999999999,39.189,53.707000000000001,17811,16636,17728,19134,96183,91298,96300,100700,206.56,145.19999999999999,212.71,274.88,70260,65630,70045,75114,205.01,107.47,192.68,322.69,10.547000000000001,8.5152000000000001,10.438000000000001,12.869,8.9611999999999998,8.0976999999999997,8.9509000000000007,9.7548999999999992,1.7525999999999999,1.5712999999999999,1.7305999999999999,1.9234,261850,248720,261490,275220,0.17458000000000001,0.16328000000000001,0.1749,0.18606,7.3975,5.9210000000000003,7.2107000000000001,9.4286999999999992,62.514000000000003,33.021999999999998,68.597999999999999,85.227999999999994]
[8.9166699999999999,0.2,0.2,0.2,0.2,6.2180999999999997,4.7586000000000004,6.1185,7.8650000000000002,52854,42430,52300,65004,9.7393000000000001,8.1639999999999997,9.6296999999999997,11.557,100,100,100,100,22.716999999999999,22.350999999999999,22.72,23.087,0.39984999999999998,0.4,0.4,0.4,77452,72710,77212,82705,0.81374000000000002,0.31068000000000001,0.88190000000000002,1.2173,25109,22292,24661,28794,13.147,7.3973000000000004,12.05,20.006,3.3393999999999999,3.0148000000000001,3.3388,3.6616,57.793999999999997,23.873999999999999,39.716999999999999,121.82,1253.0999999999999,1120.5999999999999,1250.9000000000001,1384.6,39.064,23.774999999999999,39.189,53.707000000000001,18043,16882,17982,19348,97020,92082,97141,101770,206.56,145.19999999999999,212.71,274.88,71024,66486,70816,76110,206.48,107.94,192.61,324.39999999999998,10.728,8.6766000000000005,10.593999999999999,13.015000000000001,9.0469000000000008,8.1808999999999994,9.0408000000000008,9.8289000000000009,1.7676000000000001,1.5853999999999999,1.7486999999999999,1.9382999999999999,263590,250330,263340,277240,0.17607,0.16464000000000001,0.17624999999999999,0.18758,7.4497999999999998,5.9466999999999999,7.2693000000000003,9.5121000000000002,62.515000000000001,33.021999999999998,68.597999999999999,85.227999999999994]
[9,0.2,0.2,0.2,0.2,6.2180999999999997,4.7586000000000004,6.1185,7.8650000000000002,52854,42430,52300,65004,9.8306000000000004,8.1981000000000002,9.6814,11.657,100,100,100,100,22.669,22.298999999999999,22.669,23.04,0.39990999999999999,0.4,0.4,0.4,77898,73194,77673,83220,0.81762999999999997,0.31068000000000001,0.88190000000000002,1.2309000000000001,25433,22648,25001,28927,13.173999999999999,7.3753000000000002,12.148999999999999,20.175000000000001,3.3584999999999998,3.0276000000000001,3.3586999999999998,3.6869999999999998,57.793999999999997,23.873999999999999,39.716999999999999,121.82,1252.2,1119.5,1249.2,1387.1,39.064,23.774999999999999,39.189,53.707000000000001,18339,17172,18299,19631,97697,92904,97711,102380,206.56,145.19999999999999,212.71,274.88,71861,67067,71865,76690,207.21,107.58,192.84,325.64999999999998,10.866,8.7746999999999993,10.691000000000001,13.275,9.1107999999999993,8.2446999999999999,9.0853999999999999,9.9055,1.7796000000000001,1.6006,1.7619,1.9529000000000001,264860,251460,264480,278200,0.17724999999999999,0.16602,0.17724000000000001,0.18895000000000001,7.4837999999999996,5.9640000000000004,7.3188000000000004,9.5618999999999996,62.515999999999998,33.021999999999998,68.597999999999999,85.227999999999994]
[9.0833300000000001,0.2,0.2,0.2,0.2,6.2180999999999997,4.7586000000000004,6.1185,7.8650000000000002,52854,42430,52300,65004,9.8292000000000002,8.1568000000000005,9.6851000000000003,11.644,100,100,100,100,22.634,22.274000000000001,22.638000000000002,23.006,0.39993000000000001,0.4,0.4,0.4,77990,73259,77745,83332,0.82189999999999996,0.31068000000000001,0.88190000000000002,1.2371000000000001,25727,22947,25303,29407,13.128,7.3497000000000003,12.095000000000001,20.190000000000001,3.3529,3.0181,3.3481999999999998,3.6777000000000002,57.793999999999997,23.873999999999999,39.716999999999999,121.82,1243,1106.9000000000001,1238.4000000000001,1378.1,39.064,23.774999999999999,39.189,53.707000000000001,18608,17328,18584,19943,98002,93295,98152,102540,206.56,145.19999999999999,212.71,274.88,72535,67743,72542,77411,207,106.76,192.41,325.60000000000002,10.897,8.7225000000000001,10.731999999999999,13.365,9.1870999999999992,8.3261000000000003,9.1951000000000001,10.006,1.7910999999999999,1.6068,1.7678,1.974,265270,252380,264800,278430,0.17799999999999999,0.16677,0.17773,0.18991,7.4939999999999998,5.9782999999999999,7.3071999999999999,9.5812000000000008,62.515999999999998,33.021999999999998,68.597999999999999,85.227999999999994]
[9.1666699999999999,0.2,0.2,0.2,0.2,6.2180999999999997,4.7586000000000004,6.1185,7.8650000000000002,52854,42430,52300,65004,9.8495000000000008,8.2057000000000002,9.6936,11.647,100,100,100,100,22.623000000000001,22.268999999999998,22.629000000000001,22.98,0.39996999999999999,0.4,0.4,0.4,78178,73635,78055,83213,0.82598000000000005,0.31068000000000001,0.88509000000000004,1.2433000000000001,26004,23114,25559,29640,13.102,7.3223000000000003,12.045,20.126999999999999,3.3559000000000001,3.0423,3.3573,3.6631,57.793999999999997,23.873999999999999,39.716999999999999,121.82,1236.5,1105.3,1230,1363.3,39.064,23.774999999999999,39.189,53.707000000000001,18861,17577,18872,20179,98418,93888,98535,102880,206.56,145.19999999999999,212.71,274.88,73284,68414,73294,78208,207.07,105.56,193.33,327.17,10.955,8.7980999999999998,10.773,13.411,9.2639999999999993,8.3871000000000002,9.2720000000000002,10.082000000000001,1.8036000000000001,1.6183000000000001,1.7802,1.9832000000000001,265980,253690,265700,278340,0.17887,0.1673,0.1792,0.19073999999999999,7.5137999999999998,5.9736000000000002,7.3364000000000003,9.6417999999999999,62.517000000000003,33.021999999999998,68.597999999999999,85.227999999999994]
[9.25,0.2,0.2,0.2,0.2,6.2180999999999997,4.7586000000000004,6.1185,7.8650000000000002,52854,42430,52300,65004,9.9071999999999996,8.3008000000000006,9.7515000000000001,11.787000000000001,100,100,100,100,22.603000000000002,22.271000000000001,22.605,22.942,0.39996999999999999,0.4,0.4,0.4,78518,74004,78340,83311,0.83009999999999995,0.31068000000000001,0.88649999999999995,1.2512000000000001,26309,23316,25836,30086,13.098000000000001,7.3464999999999998,12.006,20.082999999999998,3.3693,3.0697000000000001,3.3694000000000002,3.6762000000000001,57.793999999999997,23.873999999999999,39.716999999999999,121.81,1232.5999999999999,1108,1227.5999999999999,1354.5,39.064,23.774999999999999,39.189,53.707000000000001,19154,17912,19171,20470,98956,94764,99055,103200,206.56,145.19999999999999,212.71,274.88,74153,69306,74142,79203,207.42,105.3,194.38,328.18,11.058999999999999,8.9540000000000006,10.83,13.493,9.3455999999999992,8.4887999999999995,9.3483000000000001,10.176,1.8185,1.6353,1.7965,1.9981,267080,255290,266840,278850,0.18001,0.16871,0.18032999999999999,0.19094,7.548,6.0045000000000002,7.3589000000000002,9.6973000000000003,62.517000000000003,33.021999999999998,68.597999999999999,85.227999999999994]
[9.3333300000000001,0.2,0.2,0.2,0.2,6.2180999999999997,4.7586000000000004,6.1185,7.8650000000000002,52854,42430,52300,65004,10.095000000000001,8.4896999999999991,9.9442000000000004,12.038,100,100,100,100,22.571999999999999,22.257999999999999,22.574000000000002,22.895,0.39999000000000001,0.4,0.4,0.4,79324,74921,79079,83853,0.83553999999999995,0.31068000000000001,0.88649999999999995,1.2701,26739,23657,26212,30460,13.180999999999999,7.4055999999999997,12.08,20.198,3.4216000000000002,3.1225000000000001,3.4245000000000001,3.7145000000000001,57.793999999999997,23.873999999999999,39.716999999999999,121.82,1241.7,1119.7,1238.0999999999999,1359.2,39.064,23.774999999999999,39.189,53.707000000000001,19504,18192,19569,20886,99850,95648,99950,104000,206.56,145.19999999999999,212.71,274.88,75129,70212,75146,79747,208.87,106.95,196.18,331.99,11.321,9.1165000000000003,11.087,13.849,9.4525000000000006,8.5871999999999993,9.4556000000000004,10.336,1.8432999999999999,1.6595,1.825,2.0263,269290,257870,269320,280580,0.18293000000000001,0.17126,0.18304999999999999,0.19417999999999999,7.6403999999999996,6.101,7.4737999999999998,9.8082999999999991,62.517000000000003,33.021999999999998,68.597999999999999,85.227999999999994]
[9.4166699999999999,0.2,0.2,0.2,0.2,6.2180999999999997,4.7586000000000004,6.1185,7.8650000000000002,52854,42430,52300,65004,10.324999999999999,8.6359999999999992,10.177,12.305,100,100,100,100,22.513000000000002,22.213999999999999,22.507000000000001,22.821999999999999,0.39999000000000001,0.4,0.4,0.4,80343,75881,80106,85200,0.84118000000000004,0.31068000000000001,0.88800000000000001,1.2869999999999999,27210,24216,26775,30970,13.321,7.4603999999999999,12.228999999999999,20.512,3.4834000000000001,3.1840999999999999,3.4771999999999998,3.7801999999999998,57.793999999999997,23.873999999999999,39.716999999999999,121.82,1254.2,1130.9000000000001,1253.2,1372.9,39.064,23.774999999999999,39.189,53.707000000000001,19885,18623,19855,21203,100920,96731,101140,104960,206.56,145.19999999999999,212.71,274.88,76223,71192,76000,80863,211.03,108.07,197.43,333.64,11.619,9.4430999999999994,11.358000000000001,14.141999999999999,9.5715000000000003,8.7228999999999992,9.5793999999999997,10.41,1.8714,1.6876,1.8509,2.0484,271920,260920,271990,283310,0.18609000000000001,0.17399999999999999,0.18683,0.19789999999999999,7.7487000000000004,6.1935000000000002,7.5797999999999996,9.9565000000000001,62.517000000000003,33.021999999999998,68.597999999999999,85.227999999999994]
[9.5,0.2,0.2,0.2,0.2,6.2180999999999997,4.7586000000000004,6.1185,7.8650000000000002,52854,42430,52300,65004,10.468,8.7223000000000006,10.345000000000001,12.497999999999999,100,100,100,100,22.443000000000001,22.145,22.436,22.736000000000001,0.39999000000000001,0.4,0.4,0.4,80996,76274,80900,85810,0.84584999999999999,0.31068000000000001,0.88800000000000001,1.298,27553,24482,27081,31405,13.448,7.5720999999999998,12.394,20.853999999999999,3.5160999999999998,3.21,3.5205000000000002,3.8161,57.793999999999997,23.873999999999999,39.716999999999999,121.82,1258.5999999999999,1137.0999999999999,1260.3,1380.6,39.064,23.774999999999999,39.189,53.707000000000001,20192,18867,20163,21555,101610,97293,101750,105740,206.56,145.19999999999999,212.71,274.88,77068,72030,76987,81999,212.8,111.21,199.16,334.39,11.798,9.5154999999999994,11.544,14.4,9.6857000000000006,8.8172999999999995,9.6943999999999999,10.547000000000001,1.8925000000000001,1.704,1.8736999999999999,2.0785,273560,262240,273980,284830,0.18822,0.17693999999999999,0.18903,0.2,7.8186,6.2864000000000004,7.6577999999999999,10,62.517000000000003,33.021999999999998,68.597999999999999,85.227999999999994]
[9.5833300000000001,0.2,0.2,0.2,0.2,6.2180999999999997,4.7586000000000004,6.1185,7.8650000000000002,52854,42430,52300,65004,10.504,8.8041,10.353,12.468,100,100,100,100,22.4,22.106999999999999,22.384,22.7,0.39999000000000001,0.4,0.4,0.4,81151,76285,81037,85979,0.84968999999999995,0.31068000000000001,0.88800000000000001,1.3092999999999999,27798,24714,27378,31557,13.504,7.5850999999999997,12.371,20.859000000000002,3.5190000000000001,3.2029000000000001,3.5263,3.8332999999999999,57.790999999999997,23.873999999999999,39.716999999999999,121.71,1254.0999999999999,1134.9000000000001,1259.0999999999999,1380.8,39.064,23.774999999999999,39.189,53.707000000000001,20442,19092,20442,21828,101830,97391,101930,106090,206.56,145.19999999999999,212.71,274.88,77710,72301,77402,82831,213.63,113.47,199.51,332.87,11.843,9.5309000000000008,11.574,14.523,9.7797999999999998,8.9168000000000003,9.7591999999999999,10.669,1.9056,1.7209000000000001,1.8855,2.1021000000000001,274060,262190,274120,285530,0.18894,0.17752000000000001,0.18987999999999999,0.2,7.8451000000000004,6.3042999999999996,7.7149000000000001,10,62.517000000000003,33.021999999999998,68.597999999999999,85.227999999999994]
[9.6666699999999999,0.2,0.2,0.2,0.2,6.2180999999999997,4.7586000000000004,6.1185,7.8650000000000002,52854,42430,52300,65004,10.757,8.9565999999999999,10.641,12.919,100,100,100,100,22.387,22.09,22.38,22.701000000000001,0.39999000000000001,0.4,0.4,0.4,82103,77058,81939,87168,0.85538999999999998,0.31068000000000001,0.88800000000000001,1.3285,28172,25064,27695,32178,13.731999999999999,7.8049999999999997,12.567,21.064,3.5773000000000001,3.2355999999999998,3.5760000000000001,3.8974000000000002,57.793999999999997,23.873999999999999,39.716999999999999,121.82,1269.9000000000001,1141.2,1277.4000000000001,1399.5,39.064,23.774999999999999,39.189,53.707000000000001,20834,19405,20879,22249,102770,98078,102880,107140,206.56,145.19999999999999,212.71,274.88,78689,73339,78367,83895,216.47,114.37,202.26,335.55,12.161,9.6922999999999995,11.832000000000001,14.942,9.9231999999999996,9.0436999999999994,9.9194999999999993,10.86,1.9309000000000001,1.7375,1.9100999999999999,2.1383000000000001,276710,264380,277060,288740,0.19077,0.17882999999999999,0.19192999999999999,0.2,7.9241000000000001,6.4188999999999998,7.7849000000000004,10,62.517000000000003,33.021999999999998,68.597999999999999,85.227999999999994]
[9.75,0.2,0.2,0.2,0.2,6.2180999999999997,4.7586000000000004,6.1185,7.8650000000000002,52854,42430,52300,65004,11.055999999999999,9.1082000000000001,10.909000000000001,13.302,100,100,100,100,22.318000000000001,22.010999999999999,22.303999999999998,22.640999999999998,0.4,0.4,0.4,0.4,83196,78058,83098,88658,0.86119000000000001,0.31068000000000001,0.88800000000000001,1.3451,28546,25411,28138,32602,13.983000000000001,7.9951999999999996,12.853999999999999,21.494,3.6461000000000001,3.2978000000000001,3.6478000000000002,3.9811999999999999,57.793999999999997,23.873999999999999,39.716999999999999,121.82,1285.7,1151.5999999999999,1292.9000000000001,1414.8,39.064,23.774999999999999,39.189,53.707000000000001,21234,19698,21261,22573,103830,98927,103970,108380,206.56,145.19999999999999,212.71,274.88,79808,74484,79671,85198,219.42,116.23,205.1,335.83,12.541,9.9962,12.214,15.423999999999999,10.073,9.1708999999999996,10.042999999999999,11.05,1.958,1.7612000000000001,1.9369000000000001,2.1673,279770,266950,280320,292030,0.1925,0.18021999999999999,0.19438,0.2,8.0129999999999999,6.4945000000000004,7.8998999999999997,10,62.517000000000003,33.021999999999998,68.597999999999999,85.227999999999994]
[9.8333300000000001,0.2,0.2,0.2,0.2,6.2180999999999997,4.7586000000000004,6.1185,7.8650000000000002,52854,42430,52300,65004,11.082000000000001,9.1057000000000006,10.94,13.37,100,100,100,100,22.241,21.931000000000001,22.22,22.571000000000002,0.39999000000000001,0.4,0.4,0.4,83292,77741,83306,88881,0.86372000000000004,0.31068000000000001,0.88800000000000001,1.3604000000000001,28749,25511,28379,32584,14.015000000000001,7.9881000000000002,12.862,21.657,3.6446000000000001,3.2825000000000002,3.6476999999999999,4.0106000000000002,57.792999999999999,23.873999999999999,39.716999999999999,121.82,1281.4000000000001,1147.8,1283.4000000000001,1413.7,39.064,23.774999999999999,39.189,53.707000000000001,21431,19840,21514,22895,104020,99006,104180,108750,206.56,145.19999999999999,212.71,274.88,80306,74615,80188,85760,219.78,115.98,205.69,335.97,12.581,9.9234000000000009,12.294,15.638999999999999,10.15,9.2353000000000005,10.128,11.157999999999999,1.9681999999999999,1.7746,1.9482999999999999,2.1818,280180,266300,280650,292950,0.19278999999999999,0.18042,0.19500999999999999,0.2,8.0244,6.4856999999999996,7.9073000000000002,10,62.517000000000003,33.021999999999998,68.597999999999999,85.227999999999994]
[9.9166699999999999,0.2,0.2,0.2,0.2,6.2180999999999997,4.7586000000000004,6.1185,7.8650000000000002,52854,42430,52300,65004,11.138999999999999,9.08,10.996,13.413,100,100,100,100,22.231000000000002,21.908999999999999,22.212,22.588000000000001,0.4,0.4,0.4,0.4,83533,77897,83549,89396,0.86634999999999995,0.31068000000000001,0.88800000000000001,1.3640000000000001,28981,25782,28578,33062,14.052,7.9992000000000001,12.884,21.779,3.6501999999999999,3.2650000000000001,3.6516999999999999,4.0445000000000002,57.79,23.873999999999999,39.716999999999999,121.82,1280.7,1140,1285.5,1418.9,39.064,23.774999999999999,39.189,53.707000000000001,21625,20034,21762,23052,104300,98809,104420,109070,206.56,145.19999999999999,212.71,274.88,80843,74994,80841,86032,220.38,115.81,206.53,336.36,12.664999999999999,9.9296000000000006,12.417,15.743,10.226000000000001,9.3119999999999994,10.218,11.256,1.9811000000000001,1.7878000000000001,1.9612000000000001,2.1960000000000002,280920,266730,281230,294380,0.19312000000000001,0.18012,0.19567999999999999,0.2,8.0446000000000009,6.4907000000000004,7.9291,10,62.517000000000003,33.021999999999998,68.597999999999999,85.227999999999994]
[10,0.2,0.2,0.2,0.2,6.2180999999999997,4.7586000000000004,6.1185,7.8650000000000002,52854,42430,52300,65004,11.138999999999999,9.0762999999999998,10.993,13.484999999999999,100,100,100,100,22.212,21.875,22.196999999999999,22.576000000000001,0.4,0.4,0.4,0.4,83596,77989,83554,89509,0.86848999999999998,0.31068000000000001,0.88800000000000001,1.3681000000000001,29332,26135,28843,33266,14.031000000000001,7.9470999999999998,12.893000000000001,21.782,3.6436999999999999,3.2555000000000001,3.6484999999999999,4.0445000000000002,57.786000000000001,23.873999999999999,39.716999999999999,121.77,1275.2,1134.0999999999999,1277.8,1414.9,39.064,23.774999999999999,39.189,53.707000000000001,21896,20229,21952,23437,104390,98826,104630,109260,206.56,145.19999999999999,212.71,274.88,81564,75441,81376,87101,220.41,115.3,206.52,336.91,12.682,9.8950999999999993,12.417,15.782,10.281000000000001,9.3621999999999996,10.268000000000001,11.305,1.9907999999999999,1.7989999999999999,1.9665999999999999,2.2027000000000001,281150,267040,281400,294510,0.19306999999999999,0.18126,0.19561999999999999,0.2,8.0465999999999998,6.4932999999999996,7.9231999999999996,10,62.517000000000003,33.021999999999998,68.597999999999999,85.227999999999994]
[10.083299999999999,0.2,0.2,0.2,0.2,6.2180999999999997,4.7586000000000004,6.1185,7.8650000000000002,52854,42430,52300,65004,10.986000000000001,8.9138999999999999,10.833,13.225,100,100,100,100,22.206,21.872,22.193000000000001,22.568000000000001,0.39999000000000001,0.4,0.4,0.4,83082,77324,83075,88812,0.86380999999999997,0.31068000000000001,0.88800000000000001,1.3559000000000001,29277,26104,28690,33304,13.930999999999999,7.8705999999999996,12.832000000000001,21.753,3.5796999999999999,3.1951999999999998,3.5710999999999999,3.9683000000000002,57.776000000000003,23.873999999999999,39.716999999999999,121.48,1251.3,1107.9000000000001,1253.7,1395.2,39.064,23.774999999999999,39.189,53.707000000000001,21753,20115,21814,23287,104040,98288,104410,108900,206.56,145.19999999999999,212.71,274.88,81029,75305,80916,86487,219.34,114.45,205.54,337.25,12.462999999999999,9.7106999999999992,12.211,15.648999999999999,10.157999999999999,9.2311999999999994,10.148,11.185,1.9689000000000001,1.7787999999999999,1.944,2.1818,279330,265580,279580,292410,0.19106999999999999,0.17921999999999999,0.19314000000000001,0.19938,7.9687999999999999,6.41,7.8533999999999997,10,62.515999999999998,33.021999999999998,68.597999999999999,85.227999999999994]
[10.166700000000001,0.2,0.2,0.2,0.2,6.2180999999999997,4.7586000000000004,6.1185,7.8650000000000002,52854,42430,52300,65004,11.016,8.9978999999999996,10.855,13.257,100,100,100,100,22.251999999999999,21.922000000000001,22.239000000000001,22.608000000000001,0.39998,0.4,0.4,0.4,83305,77767,83269,88889,0.86134999999999995,0.31068000000000001,0.88800000000000001,1.3504,29363,26069,28767,33418,13.933999999999999,7.8822000000000001,12.779,21.77,3.5613999999999999,3.1871,3.5525000000000002,3.9443999999999999,57.787999999999997,23.873999999999999,39.716999999999999,121.82,1243.5999999999999,1106.4000000000001,1246.4000000000001,1382.5,39.064,23.774999999999999,39.189,53.707000000000001,21780,20132,21880,23322,104340,98766,104710,109000,206.56,145.19999999999999,212.71,274.88,80957,75444,80873,86406,219.63,114.11,206.27,338.31,12.486000000000001,9.8239999999999998,12.162000000000001,15.574999999999999,10.086,9.1498000000000008,10.066000000000001,11.112,1.9609000000000001,1.7762,1.9356,2.1738,279510,266430,279850,291910,0.18998999999999999,0.17851,0.19200999999999999,0.19852,7.9379,6.3799000000000001,7.8297999999999996,10,62.512,33.021999999999998,68.597999999999999,85.221999999999994]
[10.25,0.2,0.2,0.2,0.2,6.2180999999999997,4.7586000000000004,6.1185,7.8650000000000002,52854,42430,52300,65004,11.098000000000001,9.1218000000000004,10.939,13.307,100,100,100,100,22.247,21.934000000000001,22.231999999999999,22.585000000000001,0.39996999999999999,0.4,0.4,0.4,83666,78383,83651,89229,0.85967000000000005,0.31068000000000001,0.88800000000000001,1.3459000000000001,29430,26214,28879,33561,13.961,7.8541999999999996,12.832000000000001,21.728999999999999,3.5558000000000001,3.2044999999999999,3.5421999999999998,3.9224000000000001,57.793999999999997,23.873999999999999,39.716999999999999,121.82,1234.4000000000001,1103.8,1236,1370.8,39.064,23.774999999999999,39.189,53.707000000000001,21818,20218,21842,23412,104740,99449,105090,109260,206.56,145.19999999999999,212.71,274.88,80947,75356,80781,86462,220.17,114.25,207.15,338.19,12.577999999999999,9.9753000000000007,12.228999999999999,15.618,10.028,9.1206999999999994,10.009,11.032,1.9567000000000001,1.7745,1.9314,2.1646000000000001,280120,267450,280480,291790,0.18931999999999999,0.17868999999999999,0.19055,0.19783999999999999,7.9222999999999999,6.3544999999999998,7.8243,10,62.511000000000003,33.021999999999998,68.597999999999999,85.227999999999994]
[10.333299999999999,0.2,0.2,0.2,0.2,6.2180999999999997,4.7586000000000004,6.1185,7.8650000000000002,52854,42430,52300,65004,11.356999999999999,9.3394999999999992,11.211,13.667,100,100,100,100,22.231000000000002,21.937000000000001,22.216000000000001,22.556999999999999,0.4,0.4,0.4,0.4,84624,79249,84643,90459,0.86031000000000002,0.31068000000000001,0.88800000000000001,1.3492999999999999,29737,26505,29244,33883,14.093999999999999,7.9592999999999998,12.933999999999999,21.765999999999998,3.5929000000000002,3.2532999999999999,3.5811000000000002,3.9447999999999999,57.793999999999997,23.873999999999999,39.716999999999999,121.82,1247.0999999999999,1118.2,1249.9000000000001,1381.4,39.064,23.774999999999999,39.189,53.707000000000001,21983,20408,21973,23581,105590,100460,105790,109970,206.56,145.19999999999999,212.71,274.88,81323,75767,81222,86839,221.99,115.1,209.44,339.29,12.89,10.244,12.521000000000001,15.968999999999999,10.015000000000001,9.0943000000000005,9.9867000000000008,11.004,1.9659,1.7828999999999999,1.9406000000000001,2.1734,282240,270190,282820,293560,0.19042000000000001,0.17985000000000001,0.19148999999999999,0.19914999999999999,7.9695999999999998,6.3990999999999998,7.8696999999999999,10,62.512,33.021999999999998,68.597999999999999,85.227999999999994]
[10.416700000000001,0.2,0.2,0.2,0.2,6.2180999999999997,4.7586000000000004,6.1185,7.8650000000000002,52854,42430,52300,65004,11.675000000000001,9.5869999999999997,11.584,14.039,100,100,100,100,22.177,21.895,22.157,22.483000000000001,0.4,0.4,0.4,0.4,85868,80352,85982,91683,0.86187000000000002,0.31068000000000001,0.88800000000000001,1.3483000000000001,30154,26873,29690,34413,14.308999999999999,8.0715000000000003,13.118,21.998000000000001,3.6425999999999998,3.3031999999999999,3.6297999999999999,3.9893999999999998,57.793999999999997,23.873999999999999,39.716999999999999,121.82,1266.4000000000001,1127.9000000000001,1268.7,1398.4,39.064,23.774999999999999,39.189,53.707000000000001,22188,20592,22211,23880,106570,101640,106910,110860,206.56,145.19999999999999,212.71,274.88,81773,76069,81650,87461,224.88,115.28,213.36,344.56,13.257,10.525,12.843,16.472000000000001,10.026999999999999,9.1083999999999996,10.004,11.041,1.9830000000000001,1.7963,1.9572000000000001,2.2021999999999999,284870,272590,285750,296490,0.19192000000000001,0.18146000000000001,0.19325000000000001,0.2,8.0343999999999998,6.4528999999999996,7.9404000000000003,10,62.508000000000003,33.021999999999998,68.597999999999999,85.102000000000004]
[10.5,0.2,0.2,0.2,0.2,6.2180999999999997,4.7586000000000004,6.1185,7.8650000000000002,52854,42430,52300,65004,11.906000000000001,9.7075999999999993,11.785,14.302,100,100,100,100,22.111999999999998,21.824999999999999,22.084,22.42,0.39999000000000001,0.4,0.4,0.4,86833,81031,86957,92782,0.86241999999999996,0.31068000000000001,0.88800000000000001,1.3504,30489,27184,29967,34493,14.518000000000001,8.1308000000000007,13.28,22.428000000000001,3.6692,3.3256000000000001,3.6713,4.0048000000000004,57.793999999999997,23.873999999999999,39.716999999999999,121.82,1279.5999999999999,1141.4000000000001,1283,1410.7,39.064,23.774999999999999,39.189,53.707000000000001,22352,20638,22383,24090,107280,102210,107510,111690,206.56,145.19999999999999,212.71,274.88,82118,76310,82140,87790,227.6,117.86,215.33,347.58,13.506,10.704000000000001,13.116,16.797999999999998,10.041,9.1401000000000003,10.019,11.08,1.9954000000000001,1.8069999999999999,1.9677,2.2018,286750,274570,287190,297980,0.19252,0.18265000000000001,0.19402,0.2,8.0693999999999999,6.4759000000000002,7.9878999999999998,10,62.51,33.021999999999998,68.597999999999999,85.102000000000004]
[10.583299999999999,0.2,0.2,0.2,0.2,6.2180999999999997,4.7586000000000004,6.1185,7.8650000000000002,52854,42430,52300,65004,11.984,9.7100000000000009,11.911,14.294,100,100,100,100,22.065000000000001,21.79,22.048999999999999,22.367999999999999,0.39995999999999998,0.4,0.4,0.4,87227,81111,87248,93650,0.86204999999999998,0.31068000000000001,0.88800000000000001,1.3505,30678,27402,30111,35008,14.632,8.2140000000000004,13.446,22.67,3.6621000000000001,3.3105000000000002,3.6732999999999998,3.9883999999999999,57.793999999999997,23.873999999999999,39.716999999999999,121.82,1282.4000000000001,1140.3,1286.5,1417.7,39.064,23.774999999999999,39.189,53.707000000000001,22421,20727,22374,24184,107510,102640,107720,112320,206.56,145.19999999999999,212.71,274.88,82218,76506,82041,87968,229.12,118.92,217.62,345.65,13.564,10.646000000000001,13.231,16.989999999999998,10.031000000000001,9.1168999999999993,9.9901999999999997,11.081,1.998,1.8031999999999999,1.9699,2.2120000000000002,287430,274580,287750,299590,0.19203000000000001,0.18196000000000001,0.19312000000000001,0.2,8.0647000000000002,6.4874999999999998,7.9709000000000003,10,62.506999999999998,33.021999999999998,68.597999999999999,85.102000000000004]
[10.666700000000001,0.2,0.2,0.2,0.2,6.2180999999999997,4.7586000000000004,6.1185,7.8650000000000002,52854,42430,52300,65004,12.36,9.9291999999999998,12.284000000000001,14.914,100,100,100,100,22.048999999999999,21.753,22.035,22.367999999999999,0.39999000000000001,0.4,0.4,0.4,88661,82133,88546,95335,0.86506000000000005,0.31068000000000001,0.88800000000000001,1.3658999999999999,31107,27720,30620,35493,14.962,8.3983000000000008,13.807,23.155999999999999,3.7164000000000001,3.3380999999999998,3.7246000000000001,4.0648,57.793999999999997,23.873999999999999,39.716999999999999,121.82,1311.5,1163.7,1315.3,1450,39.064,23.774999999999999,39.189,53.707000000000001,22672,20951,22614,24521,108500,103370,108580,113690,206.56,145.19999999999999,212.71,274.88,82837,77081,82661,88832,233.16,119.79,222.72,353.39,13.991,10.866,13.682,17.552,10.103,9.1896000000000004,10.063000000000001,11.191000000000001,2.0211000000000001,1.8205,1.9972000000000001,2.2364000000000002,290930,276990,291110,304400,0.19267000000000001,0.18249000000000001,0.19417999999999999,0.2,8.1144999999999996,6.5163000000000002,8.0053999999999998,10,62.51,33.021999999999998,68.597999999999999,85.102000000000004]
[10.75,0.2,0.2,0.2,0.2,6.2180999999999997,4.7586000000000004,6.1185,7.8650000000000002,52854,42430,52300,65004,12.794,10.189,12.694000000000001,15.417,100,100,100,100,21.963999999999999,21.641999999999999,21.952999999999999,22.306000000000001,0.4,0.4,0.4,0.4,90239,83157,90175,97171,0.86885000000000001,0.31068000000000001,0.88800000000000001,1.3721000000000001,31531,28222,30999,36035,15.311999999999999,8.6606000000000005,14.14,23.741,3.782,3.3894000000000002,3.7873999999999999,4.1395,57.793999999999997,23.873999999999999,39.716999999999999,121.82,1341.2,1189.8,1347.6,1487.7,39.064,23.774999999999999,39.189,53.707000000000001,22971,21208,22934,24849,109510,104250,109550,114940,206.56,145.19999999999999,212.71,274.88,83654,77580,83835,89645,237.42,122.65,225.94,358.7,14.494,11.263999999999999,14.266,18.138999999999999,10.194000000000001,9.2471999999999994,10.138,11.271000000000001,2.0488,1.8434999999999999,2.0219999999999998,2.2616000000000001,294760,280380,294670,309120,0.1933,0.18310000000000001,0.19520999999999999,0.2,8.1757000000000009,6.6025999999999998,8.0721000000000007,10,62.512,33.021999999999998,68.597999999999999,85.227999999999994]
[10.833299999999999,0.2,0.2,0.2,0.2,6.2180999999999997,4.7586000000000004,6.1185,7.8650000000000002,52854,42430,52300,65004,12.891999999999999,10.167,12.807,15.670999999999999,100,100,100,100,21.873000000000001,21.536000000000001,21.867999999999999,22.219000000000001,0.39998,0.4,0.4,0.4,90711,83512,90720,98004,0.86914000000000002,0.31068000000000001,0.88800000000000001,1.3708,31775,28453,31185,36221,15.417999999999999,8.7146000000000008,14.268000000000001,23.664000000000001,3.778,3.3717000000000001,3.7906,4.1496000000000004,57.793999999999997,23.873999999999999,39.716999999999999,121.82,1350,1193.2,1352.5,1496.6,39.064,23.774999999999999,39.189,53.707000000000001,23049,21262,22999,24867,109790,104410,109780,115430,206.56,145.19999999999999,212.71,274.88,83805,77822,83736,89766,238.79,124.47,228.54,363.8,14.586,11.2,14.336,18.376000000000001,10.199999999999999,9.2697000000000003,10.146000000000001,11.262,2.0541999999999998,1.8484,2.0266999999999999,2.2791000000000001,295940,280710,295430,311070,0.1928,0.18171999999999999,0.19464000000000001,0.2,8.1660000000000004,6.5773000000000001,8.0604999999999993,10,62.512,33.021999999999998,68.597999999999999,85.227999999999994]
[10.916700000000001,0.2,0.2,0.2,0.2,6.2180999999999997,4.7586000000000004,6.1185,7.8650000000000002,52854,42430,52300,65004,13.037000000000001,10.199,12.952,15.885,100,100,100,100,21.846,21.492999999999999,21.85,22.21,0.39998,0.4,0.4,0.4,91387,83862,91442,98979,0.87016000000000004,0.31068000000000001,0.88800000000000001,1.3714999999999999,32079,28726,31536,36575,15.537000000000001,8.7599,14.262,23.728000000000002,3.7833000000000001,3.3714,3.7982,4.1692,57.793999999999997,23.873999999999999,39.716999999999999,121.82,1363.6,1197.3,1364.7,1519.6,39.064,23.774999999999999,39.189,53.707000000000001,23152,21317,23101,25040,110180,104530,110190,116150,206.56,145.19999999999999,212.71,274.88,84070,77739,84171,89793,240.47,124.99,230.48,368.99,14.736000000000001,11.212,14.558999999999999,18.61,10.215999999999999,9.2696000000000005,10.170999999999999,11.244,2.0657999999999999,1.8592,2.0381,2.2774000000000001,297680,281810,297430,313720,0.19236,0.18171000000000001,0.19405,0.2,8.1618999999999993,6.5838999999999999,8.0629000000000008,10,62.514000000000003,33.021999999999998,68.597999999999999,85.227999999999994]
[11,0.2,0.2,0.2,0.2,6.2180999999999997,4.7586000000000004,6.1185,7.8650000000000002,52854,42430,52300,65004,13.119,10.266999999999999,13.029,15.997,100,100,100,100,21.806000000000001,21.434000000000001,21.803000000000001,22.183,0.39996999999999999,0.4,0.4,0.4,91927,84230,91985,99685,0.87077000000000004,0.31068000000000001,0.88800000000000001,1.3746,32801,29294,32358,37422,15.6,8.8276000000000003,14.331,23.82,3.7805,3.3534999999999999,3.8003,4.1731999999999996,57.793999999999997,23.873999999999999,39.716999999999999,121.82,1372.8,1201.5999999999999,1373.3,1537.9,39.064,23.774999999999999,39.189,53.707000000000001,23573,21674,23538,25453,110400,104640,110400,116420,206.56,145.19999999999999,212.71,274.88,85706,79583,86018,91740,241.54,125.61,230.53,370.64,14.816000000000001,11.205,14.631,18.77,10.217000000000001,9.2393999999999998,10.175000000000001,11.260999999999999,2.0748000000000002,1.8669,2.0465,2.2949000000000002,299050,283420,298550,315380,0.19101000000000001,0.18,0.19241,0.1996,8.1491000000000007,6.5518999999999998,8.0556999999999999,10,62.515999999999998,33.021999999999998,68.597999999999999,85.227999999999994]
[11.083299999999999,0.2,0.2,0.2,0.2,6.2180999999999997,4.7586000000000004,6.1185,7.8650000000000002,52854,42430,52300,65004,13.055999999999999,10.23,12.917,15.987,100,100,100,100,21.774000000000001,21.398,21.777000000000001,22.141999999999999,0.39994000000000002,0.4,0.4,0.4,91980,84348,92076,99419,0.87095999999999996,0.31068000000000001,0.88800000000000001,1.3756999999999999,33432,29879,33039,38014,15.576000000000001,8.8612000000000002,14.345000000000001,23.834,3.7536,3.3241999999999998,3.7671000000000001,4.1505999999999998,57.793999999999997,23.873999999999999,39.716999999999999,121.82,1371.8,1200.0999999999999,1373.7,1535.6,39.064,23.774999999999999,39.189,53.707000000000001,23942,21964,23878,25932,110280,104780,110250,116230,206.56,145.19999999999999,212.71,274.88,87122,80796,87344,93219,241.55,124.84,230.63,371.51,14.72,11.102,14.516,18.734000000000002,10.215,9.2311999999999994,10.194000000000001,11.246,2.0785999999999998,1.8706,2.0554999999999999,2.2946,299400,283930,299180,314930,0.18929000000000001,0.17854,0.19056999999999999,0.19800000000000001,8.1159999999999997,6.53,8.0241000000000007,10,62.515999999999998,33.021999999999998,68.597999999999999,85.227999999999994]
[11.166700000000001,0.2,0.2,0.2,0.2,6.2180999999999997,4.7586000000000004,6.1185,7.8650000000000002,52854,42430,52300,65004,13.044,10.222,12.983000000000001,15.856999999999999,100,100,100,100,21.765000000000001,21.408000000000001,21.762,22.13,0.39998,0.4,0.4,0.4,92248,85118,92299,99281,0.87190999999999996,0.31068000000000001,0.88800000000000001,1.3752,34072,30514,33649,38599,15.590999999999999,8.9099000000000004,14.313000000000001,24.036999999999999,3.7363,3.3268,3.7467999999999999,4.1086999999999998,57.793999999999997,23.873999999999999,39.716999999999999,121.82,1375.7,1207.3,1375.2,1546.8,39.064,23.774999999999999,39.189,53.707000000000001,24320,22344,24231,26296,110350,104980,110300,116160,206.56,145.19999999999999,212.71,274.88,88609,81835,88896,94755,242.03,124.76,230.73,372.82,14.683,11.186,14.573,18.683,10.227,9.2486999999999995,10.225,11.239000000000001,2.0868000000000002,1.8834,2.0644,2.2999000000000001,300410,285720,300330,315040,0.18775,0.17691000000000001,0.18855,0.19650000000000001,8.0909999999999993,6.5050999999999997,7.9874000000000001,10,62.517000000000003,33.021999999999998,68.597999999999999,85.227999999999994]
[11.25,0.2,0.2,0.2,0.2,6.2180999999999997,4.7586000000000004,6.1185,7.8650000000000002,52854,42430,52300,65004,13.103999999999999,10.409000000000001,13.064,16.015000000000001,100,100,100,100,21.741,21.405000000000001,21.734999999999999,22.085000000000001,0.39999000000000001,0.4,0.4,0.4,92832,85767,92922,99892,0.87409999999999999,0.31068000000000001,0.88800000000000001,1.3772,34859,31216,34408,39521,15.654999999999999,9.0137999999999998,14.353,24.431000000000001,3.7341000000000002,3.3485,3.7431000000000001,4.0898000000000003,57.790999999999997,23.873999999999999,39.716999999999999,121.82,1390.2,1223.7,1392,1561,39.064,23.774999999999999,39.189,53.707000000000001,24721,22752,24654,26664,110620,105310,110630,116360,206.56,145.19999999999999,212.71,274.88,90214,83687,90399,96567,243.11,126.18,231.99,374.41,14.737,11.308,14.645,18.536000000000001,10.263,9.3097999999999992,10.260999999999999,11.221,2.1025999999999998,1.9006000000000001,2.0781999999999998,2.3161,302300,287820,302250,316610,0.18665999999999999,0.17610999999999999,0.18765999999999999,0.19542999999999999,8.0823999999999998,6.524,7.9809999999999999,10,62.517000000000003,33.021999999999998,68.597999999999999,85.227999999999994]
[11.333299999999999,0.2,0.2,0.2,0.2,6.2180999999999997,4.7586000000000004,6.1185,7.8650000000000002,52854,42430,52300,65004,13.401999999999999,10.699,13.295,16.338999999999999,100,100,100,100,21.696999999999999,21.370999999999999,21.690999999999999,22.033000000000001,0.39999000000000001,0.4,0.4,0.4,94367,87245,94432,101540,0.87855000000000005,0.31068000000000001,0.88800000000000001,1.3902000000000001,35790,32087,35394,40416,15.875,9.1189,14.515000000000001,24.904,3.7795999999999998,3.4005999999999998,3.7991999999999999,4.1216999999999997,57.793999999999997,23.873999999999999,39.716999999999999,121.82,1421.4,1253.2,1424.9,1591.8,39.064,23.774999999999999,39.189,53.707000000000001,25254,23193,25226,27361,111530,106370,111450,117030,206.56,145.19999999999999,212.71,274.88,92210,85571,92069,98922,246.08,126.98,234.97,378.51,15.071999999999999,11.648999999999999,14.994999999999999,18.923999999999999,10.367000000000001,9.3851999999999993,10.356999999999999,11.333,2.1404999999999998,1.9323999999999999,2.1154000000000002,2.3559000000000001,306630,292610,306670,321230,0.18745000000000001,0.17651,0.18848999999999999,0.1963,8.1367999999999991,6.5758999999999999,8.0399999999999991,10,62.517000000000003,33.021999999999998,68.597999999999999,85.227999999999994]
[11.416700000000001,0.2,0.2,0.2,0.2,6.2180999999999997,4.7586000000000004,6.1185,7.8650000000000002,52854,42430,52300,65004,13.773,10.971,13.664999999999999,16.648,100,100,100,100,21.597000000000001,21.271999999999998,21.591000000000001,21.917000000000002,0.39995000000000003,0.4,0.4,0.4,96162,88786,96221,103230,0.88444999999999996,0.31068000000000001,0.88800000000000001,1.4073,36774,32847,36259,41523,16.158999999999999,9.2491000000000003,14.754,25.303000000000001,3.8391000000000002,3.4763999999999999,3.8450000000000002,4.1719999999999997,57.793999999999997,23.873999999999999,39.716999999999999,121.82,1458.6,1290.2,1461.2,1644.1,39.064,23.774999999999999,39.189,53.707000000000001,25832,23878,25772,28056,112610,107190,112620,118230,206.56,145.19999999999999,212.71,274.88,94441,87565,94543,101460,249.61,129.22999999999999,239.53,382.45,15.48,11.983000000000001,15.318,19.478000000000002,10.497999999999999,9.5230999999999995,10.503,11.500999999999999,2.1833999999999998,1.9754,2.1612,2.4037000000000002,311550,296200,311750,326950,0.18867,0.17868999999999999,0.18973999999999999,0.19778000000000001,8.2103999999999999,6.6634000000000002,8.1250999999999998,10,62.515000000000001,33.021999999999998,68.597999999999999,85.227999999999994]
[11.5,0.2,0.2,0.2,0.2,6.2180999999999997,4.7586000000000004,6.1185,7.8650000000000002,52854,42430,52300,65004,14.03,11.083,13.971,17.009,100,100,100,100,21.488,21.152999999999999,21.477,21.831,0.39995000000000003,0.4,0.4,0.4,97489,89704,97576,104950,0.88849999999999996,0.31068000000000001,0.88800000000000001,1.4228000000000001,37618,33733,37126,42618,16.396999999999998,9.3695000000000004,15.04,25.716999999999999,3.8767,3.5036,3.8912,4.2110000000000003,57.790999999999997,23.873999999999999,39.716999999999999,121.82,1486.6,1313.1,1492.8,1669.7,39.064,23.774999999999999,39.189,53.707000000000001,26339,24272,26236,28557,113380,108060,113200,118990,206.56,145.19999999999999,212.71,274.88,96326,89036,96239,104200,252.59,131.68,243.16,389.09,15.741,12.298,15.484,19.553999999999998,10.615,9.6248000000000005,10.609,11.638,2.2159,1.9975000000000001,2.1916000000000002,2.4443000000000001,315400,300140,315940,330690,0.18904000000000001,0.1794,0.18987000000000001,0.19853999999999999,8.2524999999999995,6.6890000000000001,8.1868999999999996,10,62.517000000000003,33.021999999999998,68.597999999999999,85.227999999999994]
[11.583299999999999,0.2,0.2,0.2,0.2,6.2180999999999997,4.7586000000000004,6.1185,7.8650000000000002,52854,42430,52300,65004,14.105,11.218999999999999,14.013,17.088999999999999,100,100,100,100,21.405000000000001,21.076000000000001,21.385999999999999,21.74,0.39995000000000003,0.4,0.4,0.4,98101,90244,97909,105960,0.89068000000000003,0.31068000000000001,0.88800000000000001,1.4320999999999999,38220,34209,37732,43225,16.523,9.4596999999999998,15.157,26.024999999999999,3.8801999999999999,3.4839000000000002,3.8866999999999998,4.2137000000000002,57.789000000000001,23.873999999999999,39.716999999999999,121.82,1499.9,1325,1504.9,1688.4,39.064,23.774999999999999,39.189,53.707000000000001,26701,24607,26603,28983,113720,108000,113480,119590,206.56,145.19999999999999,212.71,274.88,97813,90006,97671,105690,254.06,134.08000000000001,243.98,392.88,15.785,12.273999999999999,15.54,19.669,10.688000000000001,9.7014999999999993,10.689,11.769,2.2336999999999998,2.0068000000000001,2.2067000000000001,2.4601999999999999,317600,301640,317960,334070,0.18842,0.17804,0.18905,0.19855999999999999,8.2550000000000008,6.6877000000000004,8.1771999999999991,10,62.517000000000003,33.021999999999998,68.597999999999999,85.227999999999994]
[11.666700000000001,0.2,0.2,0.2,0.2,6.2180999999999997,4.7586000000000004,6.1185,7.8650000000000002,52854,42430,52300,65004,14.529,11.456,14.375,17.802,100,100,100,100,21.358000000000001,21.007000000000001,21.341999999999999,21.704999999999998,0.39996999999999999,0.4,0.4,0.4,100050,91749,99945,108630,0.89712000000000003,0.31068000000000001,0.88800000000000001,1.444,39190,35079,38699,44435,16.896999999999998,9.6075999999999997,15.46,26.751000000000001,3.9491999999999998,3.5297999999999998,3.9569999999999999,4.3102999999999998,57.792000000000002,23.873999999999999,39.716999999999999,121.82,1544.8,1345.4,1554.9,1744.9,39.064,23.774999999999999,39.189,53.707000000000001,27302,25099,27255,29567,115020,109020,114710,121350,206.56,145.19999999999999,212.71,274.88,99941,91736,99802,107970,258.17,138.1,245.31,399.96,16.247,12.528,16.047000000000001,20.337,10.868,9.7924000000000007,10.859,11.978,2.2791000000000001,2.0415999999999999,2.2494000000000001,2.5131000000000001,323560,306100,323870,341720,0.18906999999999999,0.17874000000000001,0.18981000000000001,0.2,8.3147000000000002,6.7390999999999996,8.2598000000000003,10,62.517000000000003,33.021999999999998,68.597999999999999,85.227999999999994]
[11.75,0.2,0.2,0.2,0.2,6.2180999999999997,4.7586000000000004,6.1185,7.8650000000000002,52854,42430,52300,65004,15.023999999999999,11.814,14.831,18.382999999999999,100,100,100,100,21.231999999999999,20.856000000000002,21.216999999999999,21.603000000000002,0.39995999999999998,0.4,0.4,0.4,102310,93434,102140,111480,0.90459000000000001,0.31068000000000001,0.88800000000000001,1.4782999999999999,40357,36055,39813,45792,17.321000000000002,9.8940999999999999,15.906000000000001,27.599,4.0301,3.5931999999999999,4.0471000000000004,4.4194000000000004,57.792000000000002,23.873999999999999,39.716999999999999,121.82,1609,1388.8,1623.6,1827.1,39.064,23.774999999999999,39.189,53.707000000000001,27953,25723,27917,30390,116500,109960,116220,123190,206.56,145.19999999999999,212.71,274.88,102230,93755,102110,110900,262.83999999999997,141.69999999999999,250.3,400.42,16.795000000000002,12.983000000000001,16.681000000000001,21.004000000000001,11.069000000000001,9.9690999999999992,11.058999999999999,12.212,2.3325999999999998,2.0851000000000002,2.3058000000000001,2.5849000000000002,330390,311090,330700,350060,0.18992999999999999,0.17882000000000001,0.19051000000000001,0.2,8.3825000000000003,6.8056000000000001,8.3481000000000005,10,62.517000000000003,33.021999999999998,68.597999999999999,85.227999999999994]
[11.833299999999999,0.2,0.2,0.2,0.2,6.2180999999999997,4.7586000000000004,6.1185,7.8650000000000002,52854,42430,52300,65004,15.1,11.759,14.964,18.542000000000002,100,100,100,100,21.091999999999999,20.695,21.076000000000001,21.492000000000001,0.39995000000000003,0.4,0.4,0.4,103030,93451,102860,112640,0.90705000000000002,0.31068000000000001,0.88800000000000001,1.4923999999999999,40868,36413,40275,46539,17.451000000000001,9.9704999999999995,16.103999999999999,27.795000000000002,4.0349000000000004,3.5754999999999999,4.0503999999999998,4.4515000000000002,57.790999999999997,23.873999999999999,39.716999999999999,121.82,1621.2,1385.7,1635.8,1851.4,39.064,23.774999999999999,39.189,53.707000000000001,28279,25943,28183,30752,116930,109930,116820,124070,206.56,145.19999999999999,212.71,274.88,103620,94578,103600,112430,264.23,142.38,252.16,401.43,16.844000000000001,12.984,16.741,21.204999999999998,11.146000000000001,10.005000000000001,11.113,12.327999999999999,2.3538000000000001,2.093,2.3306,2.6223000000000001,333020,312440,333340,353660,0.18934999999999999,0.17782999999999999,0.18981999999999999,0.2,8.3795999999999999,6.7895000000000003,8.3581000000000003,10,62.517000000000003,33.021999999999998,68.597999999999999,85.227999999999994]
[11.916700000000001,0.2,0.2,0.2,0.2,6.2180999999999997,4.7586000000000004,6.1185,7.8650000000000002,52854,42430,52300,65004,15.224,11.757999999999999,15.093,18.841999999999999,100,100,100,100,21.04,20.628,21.021999999999998,21.462,0.39994000000000002,0.4,0.4,0.4,103870,93943,103580,113860,0.91005999999999998,0.31068000000000001,0.88800000000000001,1.5108999999999999,41419,36848,40936,47255,17.579000000000001,9.9728999999999992,16.262,28.074000000000002,4.0481999999999996,3.5817000000000001,4.0679999999999996,4.4800000000000004,57.79,23.873999999999999,39.716999999999999,121.82,1635.7,1386.2,1645.9,1876.7,39.064,23.774999999999999,39.189,53.707000000000001,28644,26271,28553,31147,117490,110220,117360,125050,206.56,145.19999999999999,212.71,274.88,105050,95336,104780,114220,265.63,142.94,253.47,401.43,16.952999999999999,12.984,16.829999999999998,21.510999999999999,11.234,10.065,11.194000000000001,12.459,2.3761000000000001,2.1040999999999999,2.3504999999999998,2.6516999999999999,336180,313150,336440,358350,0.18887999999999999,0.17713000000000001,0.18934000000000001,0.2,8.3825000000000003,6.7808000000000002,8.3484999999999996,10,62.517000000000003,33.021999999999998,68.597999999999999,85.227999999999994]
[12,0.2,0.2,0.2,0.2,6.2180999999999997,4.7586000000000004,6.1185,7.8650000000000002,52854,42430,52300,65004,15.254,11.698,15.141,18.972000000000001,100,100,100,100,20.978000000000002,20.541,20.96,21.446999999999999,0.39995999999999998,0.4,0.4,0.4,104290,93985,103900,114490,0.91234000000000004,0.31068000000000001,0.88800000000000001,1.5152000000000001,42008,37426,41509,47790,17.626000000000001,9.9807000000000006,16.334,28.225000000000001,4.0583999999999998,3.5817999999999999,4.0831,4.4950999999999999,57.784999999999997,23.873999999999999,39.716999999999999,121.82,1641.9,1384.1,1649.3,1886.6,39.064,23.774999999999999,39.189,53.707000000000001,29265,26775,29142,31936,117840,110460,117530,125590,206.56,145.19999999999999,212.71,274.88,107360,97899,107090,116740,266.27,143.44,254.75,402.08,16.957999999999998,12.923,16.864999999999998,21.558,11.288,10.092000000000001,11.259,12.499000000000001,2.3894000000000002,2.1152000000000002,2.3660999999999999,2.6768000000000001,338410,314890,339110,361440,0.18831999999999999,0.17651,0.18861,0.19955000000000001,8.3749000000000002,6.7557,8.3484999999999996,10,62.517000000000003,33.021999999999998,68.597999999999999,85.227999999999994]
[12.083299999999999,0.2,0.2,0.2,0.2,6.2180999999999997,4.7586000000000004,6.1185,7.8650000000000002,52854,42430,52300,65004,15.128,11.537000000000001,14.967000000000001,18.827999999999999,100,100,100,100,20.934000000000001,20.484999999999999,20.907,21.408999999999999,0.39995999999999998,0.4,0.4,0.4,104090,93571,103660,114530,0.91429000000000005,0.31068000000000001,0.88800000000000001,1.5228999999999999,42549,38005,42059,48301,17.567,9.9076000000000004,16.277999999999999,28.335000000000001,4.0513000000000003,3.5722999999999998,4.0781000000000001,4.5054999999999996,57.78,23.873999999999999,39.716999999999999,121.82,1636.8,1385,1643.5,1890.5,39.064,23.774999999999999,39.189,53.707000000000001,29876,27376,29779,32472,117740,110240,117410,125730,206.56,145.19999999999999,212.71,274.88,109800,100240,109560,119150,265.73,143.41999999999999,254.53,402.08,16.792000000000002,12.711,16.64,21.417000000000002,11.347,10.156000000000001,11.315,12.541,2.3976000000000002,2.1233,2.3723999999999998,2.6829999999999998,339090,315560,339550,361940,0.18748999999999999,0.17532,0.18793000000000001,0.19861000000000001,8.3587000000000007,6.7584999999999997,8.3379999999999992,10,62.517000000000003,33.021999999999998,68.597999999999999,85.227999999999994]
[12.166700000000001,0.2,0.2,0.2,0.2,6.2180999999999997,4.7586000000000004,6.1185,7.8650000000000002,52854,42430,52300,65004,15.006,11.457000000000001,14.858000000000001,18.606999999999999,100,100,100,100,20.920999999999999,20.475999999999999,20.898,21.393999999999998,0.39998,0.4,0.4,0.4,103930,93737,103540,114160,0.91632999999999998,0.31068000000000001,0.88800000000000001,1.5311999999999999,43073,38404,42524,48919,17.518000000000001,9.9206000000000003,16.212,28.184999999999999,4.0430999999999999,3.5855000000000001,4.0658000000000003,4.4714,57.78,23.873999999999999,39.716999999999999,121.82,1632.1,1385.7,1636.7,1877.3,39.064,23.774999999999999,39.189,53.707000000000001,30451,27767,30426,33039,117740,110220,117320,125510,206.56,145.19999999999999,212.71,274.88,112090,102410,112090,121520,265.35000000000002,141.74,253.75,402.08,16.634,12.621,16.472999999999999,21.036000000000001,11.401,10.199999999999999,11.366,12.576000000000001,2.4051999999999998,2.1347,2.3807,2.6781000000000001,339800,317170,340130,361210,0.18673000000000001,0.17507,0.18711,0.19767000000000001,8.343,6.7384000000000004,8.3216000000000001,10,62.517000000000003,33.021999999999998,68.597999999999999,85.227999999999994]
[12.25,0.2,0.2,0.2,0.2,6.2180999999999997,4.7586000000000004,6.1185,7.8650000000000002,52854,42430,52300,65004,14.968,11.513,14.795,18.507999999999999,100,100,100,100,20.905999999999999,20.489000000000001,20.887,21.359000000000002,0.39999000000000001,0.4,0.4,0.4,104140,94323,103920,114300,0.91910000000000003,0.31068000000000001,0.88800000000000001,1.5428999999999999,43741,39220,43075,49336,17.524000000000001,9.9489000000000001,16.173999999999999,28.141999999999999,4.0507,3.6076999999999999,4.069,4.4569000000000001,57.780999999999999,23.873999999999999,39.716999999999999,121.82,1641,1397.8,1641.1,1885.8,39.064,23.774999999999999,39.189,53.707000000000001,31092,28577,31034,33670,118040,110740,117610,125660,206.56,145.19999999999999,212.71,274.88,114410,104760,114360,124040,265.58999999999997,141.36000000000001,253.5,402.08,16.574999999999999,12.565,16.39,20.774000000000001,11.477,10.298999999999999,11.452999999999999,12.634,2.4205000000000001,2.1543999999999999,2.3986999999999998,2.6884000000000001,341570,319470,341930,362720,0.18645,0.17501,0.18675,0.19700000000000001,8.3431999999999995,6.7732000000000001,8.33,10,62.517000000000003,33.021999999999998,68.597999999999999,85.227999999999994]
[12.333299999999999,0.2,0.2,0.2,0.2,6.2180999999999997,4.7586000000000004,6.1185,7.8650000000000002,52854,42430,52300,65004,15.2,11.738,15.086,18.783999999999999,100,100,100,100,20.87,20.460999999999999,20.852,21.31,0.4,0.4,0.4,0.4,105450,95621,105140,115500,0.92432000000000003,0.31068000000000001,0.88800000000000001,1.5619000000000001,44574,40004,43989,50137,17.698,10.037000000000001,16.312999999999999,28.462,4.1083999999999996,3.6812,4.1167999999999996,4.5030999999999999,57.784999999999997,23.873999999999999,39.716999999999999,121.82,1661.2,1435,1662.2,1900.9,39.064,23.774999999999999,39.189,53.707000000000001,31878,29343,31788,34438,119110,111930,118750,126800,206.56,145.19999999999999,212.71,274.88,117300,107400,117130,126770,267.69,143.6,255.25,402.9,16.829000000000001,12.929,16.661000000000001,20.885000000000002,11.63,10.444000000000001,11.625999999999999,12.804,2.4607000000000001,2.1928999999999998,2.4398,2.7286999999999999,346180,325260,346390,366590,0.18795999999999999,0.17646999999999999,0.18844,0.19839999999999999,8.4054000000000002,6.8353000000000002,8.3905999999999992,10,62.517000000000003,33.021999999999998,68.597999999999999,85.227999999999994]
[12.416700000000001,0.2,0.2,0.2,0.2,6.2180999999999997,4.7586000000000004,6.1185,7.8650000000000002,52854,42430,52300,65004,15.554,12.028,15.452999999999999,19.164000000000001,100,100,100,100,20.78,20.391999999999999,20.765000000000001,21.187999999999999,0.4,0.4,0.4,0.4,107150,97188,106860,117220,0.93030999999999997,0.31068000000000001,0.88800000000000001,1.5781000000000001,45392,40675,44696,50913,17.942,10.234999999999999,16.509,28.675000000000001,4.1864999999999997,3.7938000000000001,4.1943999999999999,4.5571000000000002,57.79,23.873999999999999,39.716999999999999,121.82,1686.9,1456.9,1682.9,1917.5,39.064,23.774999999999999,39.189,53.707000000000001,32700,30049,32706,35422,120540,113490,120180,128180,206.56,145.19999999999999,212.71,274.88,120210,110350,120320,129870,270.37,147.59,258.45999999999998,409.74,17.209,13.252000000000001,17.216000000000001,21.241,11.818,10.592000000000001,11.831,13.012,2.5057999999999998,2.2317999999999998,2.4887999999999999,2.7778,351900,331330,352750,373370,0.19009000000000001,0.17935999999999999,0.19077,0.2,8.4925999999999995,6.9335000000000004,8.4850999999999992,10,62.517000000000003,33.021999999999998,68.597999999999999,85.227999999999994]
[12.5,0.2,0.2,0.2,0.2,6.2180999999999997,4.7586000000000004,6.1185,7.8650000000000002,52854,42430,52300,65004,15.742000000000001,12.231,15.608000000000001,19.378,100,100,100,100,20.670999999999999,20.273,20.645,21.062999999999999,0.4,0.4,0.4,0.4,108090,98097,107830,118110,0.93440999999999996,0.31068000000000001,0.88800000000000001,1.5947,46042,41301,45406,51575,18.106000000000002,10.335000000000001,16.655999999999999,29.19,4.2350000000000003,3.8338000000000001,4.242,4.6124000000000001,57.786000000000001,23.873999999999999,39.716999999999999,121.82,1699.4,1475.3,1695,1925.7,39.064,23.774999999999999,39.189,53.707000000000001,33450,30793,33461,36044,121470,114260,121150,128990,206.56,145.19999999999999,212.71,274.88,122770,113540,122760,132660,272.08,150.32,262.45,412.7,17.393999999999998,13.561999999999999,17.242999999999999,21.616,11.964,10.753,11.99,13.214,2.5345,2.2623000000000002,2.5125999999999999,2.8071000000000002,355700,334490,356020,377880,0.19117999999999999,0.18034,0.19219,0.2,8.5434999999999999,6.9939,8.5612999999999992,10,62.517000000000003,33.021999999999998,68.597999999999999,85.227999999999994]
[12.583299999999999,0.2,0.2,0.2,0.2,6.2180999999999997,4.7586000000000004,6.1185,7.8650000000000002,52854,42430,52300,65004,15.712,12.148,15.545,19.286000000000001,100,100,100,100,20.6,20.195,20.584,20.998999999999999,0.4,0.4,0.4,0.4,108140,98388,107650,118390,0.93650999999999995,0.31068000000000001,0.88800000000000001,1.6,46431,41708,45894,51938,18.140999999999998,10.31,16.806999999999999,29.25,4.2449000000000003,3.8515999999999999,4.2447999999999997,4.6318000000000001,57.783000000000001,23.873999999999999,39.716999999999999,121.82,1695.2,1468.4,1681.4,1919.7,39.064,23.774999999999999,39.189,53.707000000000001,34001,31283,34102,36642,121740,114520,121390,129120,206.56,145.19999999999999,212.71,274.88,124680,115400,124560,135070,272.3,150.29,261.24,413.15,17.332000000000001,13.452,17.152000000000001,21.425999999999998,12.044,10.815,12.074,13.333,2.5440999999999998,2.2740999999999998,2.5225,2.8138000000000001,357020,335020,357350,380040,0.19120000000000001,0.18032999999999999,0.19216,0.2,8.5549999999999997,7.0145999999999997,8.5845000000000002,10,62.517000000000003,33.021999999999998,68.597999999999999,85.227999999999994]
[12.666700000000001,0.2,0.2,0.2,0.2,6.2180999999999997,4.7586000000000004,6.1185,7.8650000000000002,52854,42430,52300,65004,16.053999999999998,12.558999999999999,15.851000000000001,19.712,100,100,100,100,20.576000000000001,20.158000000000001,20.559000000000001,20.988,0.4,0.4,0.4,0.4,109560,100100,108570,120110,0.94142000000000003,0.31068000000000001,0.88800000000000001,1.6252,47111,42207,46533,52821,18.404,10.404999999999999,17.114000000000001,29.376999999999999,4.3175999999999997,3.9043000000000001,4.3094999999999999,4.7164999999999999,57.783999999999999,23.873999999999999,39.716999999999999,121.82,1717.2,1482.4,1699.3,1941.7,39.064,23.774999999999999,39.189,53.707000000000001,34810,31924,34723,37740,123080,115640,122790,130850,206.56,145.19999999999999,212.71,274.88,127300,117660,127480,137870,274.86,151.59,262.98,414.7,17.701000000000001,13.802,17.474,21.855,12.233000000000001,10.997,12.301,13.563000000000001,2.5806,2.3035999999999999,2.5579000000000001,2.8618999999999999,362090,339210,362030,386800,0.19223000000000001,0.18165000000000001,0.19364000000000001,0.2,8.6204000000000001,7.1120999999999999,8.6412999999999993,10,62.517000000000003,33.021999999999998,68.597999999999999,85.227999999999994]
[12.75,0.2,0.2,0.2,0.2,6.2180999999999997,4.7586000000000004,6.1185,7.8650000000000002,52854,42430,52300,65004,16.478000000000002,12.891999999999999,16.324999999999999,20.196000000000002,100,100,100,100,20.484000000000002,20.045000000000002,20.474,20.905000000000001,0.4,0.4,0.4,0.4,111220,100630,110490,122640,0.9466,0.31068000000000001,0.88800000000000001,1.6413,47853,42755,47214,53403,18.712,10.548,17.475000000000001,29.766999999999999,4.4028,3.9811999999999999,4.3978000000000002,4.82,57.790999999999997,23.873999999999999,39.716999999999999,121.82,1747.9,1508.2,1739.3,1983.8,39.064,23.774999999999999,39.189,53.707000000000001,35628,32638,35629,38672,124630,117020,124410,132800,206.56,145.19999999999999,212.71,274.88,129860,119260,130270,140740,277.86,153.55000000000001,266.56,420.25,18.167000000000002,14.122999999999999,18.003,22.416,12.438000000000001,11.109,12.532,13.786,2.6221999999999999,2.3370000000000002,2.5990000000000002,2.9157000000000002,367780,343000,367640,393240,0.19336,0.18334,0.19484000000000001,0.2,8.6969999999999992,7.2053000000000003,8.7200000000000006,10,62.517000000000003,33.021999999999998,68.597999999999999,85.227999999999994]
[12.833299999999999,0.2,0.2,0.2,0.2,6.2180999999999997,4.7586000000000004,6.1185,7.8650000000000002,52854,42430,52300,65004,16.437999999999999,12.798,16.291,20.306000000000001,100,100,100,100,20.382999999999999,19.939,20.373000000000001,20.831,0.4,0.4,0.4,0.4,111190,100660,110860,122850,0.94767999999999997,0.31068000000000001,0.88800000000000001,1.6453,48084,43106,47616,53616,18.715,10.535,17.474,29.727,4.4065000000000003,3.9708000000000001,4.3906000000000001,4.8432000000000004,57.787999999999997,23.873999999999999,39.716999999999999,121.82,1738.6,1504.1,1727.4,1981.1,39.064,23.774999999999999,39.189,53.707000000000001,36042,33033,36067,38961,124870,116990,124680,133460,206.56,145.19999999999999,212.71,274.88,131290,119860,131630,142380,277.76,153.16,266.47000000000003,421.27,18.096,14.047000000000001,17.952000000000002,22.376000000000001,12.491,11.127000000000001,12.574,13.848000000000001,2.6276999999999999,2.3222,2.6034000000000002,2.9135,368760,342460,368890,395330,0.19325000000000001,0.18306,0.19488,0.2,8.7001000000000008,7.1825999999999999,8.7192000000000007,10,62.517000000000003,33.021999999999998,68.597999999999999,85.227999999999994]
[12.916700000000001,0.2,0.2,0.2,0.2,6.2180999999999997,4.7586000000000004,6.1185,7.8650000000000002,52854,42430,52300,65004,16.445,12.779,16.32,20.265999999999998,100,100,100,100,20.367000000000001,19.905999999999999,20.350999999999999,20.841000000000001,0.4,0.4,0.4,0.4,111250,100330,110910,122980,0.94877999999999996,0.31068000000000001,0.88800000000000001,1.6463000000000001,48331,43103,47923,53992,18.725000000000001,10.474,17.423999999999999,29.728999999999999,4.4172000000000002,3.9664000000000001,4.4063999999999997,4.8657000000000004,57.787999999999997,23.873999999999999,39.716999999999999,121.82,1730.7,1499.4,1717.5,1977.1,39.064,23.774999999999999,39.189,53.707000000000001,36482,33417,36468,39512,125190,117050,124920,134000,206.56,145.19999999999999,212.71,274.88,132660,120880,132760,143840,277.72000000000003,153.81,266.26,421.5,18.087,13.94,17.891999999999999,22.318999999999999,12.551,11.141999999999999,12.645,13.923999999999999,2.6345000000000001,2.327,2.6147,2.9178999999999999,369960,342970,370040,397250,0.19319,0.18273,0.19509000000000001,0.2,8.7090999999999994,7.1908000000000003,8.7349999999999994,10,62.517000000000003,33.021999999999998,68.597999999999999,85.227999999999994]
[13,0.2,0.2,0.2,0.2,6.2180999999999997,4.7586000000000004,6.1185,7.8650000000000002,52854,42430,52300,65004,16.364999999999998,12.706,16.257000000000001,20.213999999999999,100,100,100,100,20.346,19.875,20.331,20.831,0.4,0.4,0.4,0.4,110960,99836,110780,122600,0.94930000000000003,0.31068000000000001,0.88800000000000001,1.6422000000000001,48003,42786,47601,53455,18.663,10.416,17.329000000000001,29.625,4.4120999999999997,3.9651000000000001,4.3983999999999996,4.8567,57.786999999999999,23.873999999999999,39.716999999999999,121.82,1715.6,1486.7,1703.4,1959.5,39.064,23.774999999999999,39.189,53.707000000000001,36663,33680,36618,39601,125200,117110,124850,133850,206.56,145.19999999999999,212.71,274.88,133250,121890,133820,144430,276.98,152.9,265.14,420.58,17.984000000000002,13.760999999999999,17.856999999999999,22.14,12.571999999999999,11.176,12.675000000000001,13.891999999999999,2.6328,2.3292999999999999,2.6101000000000001,2.9123000000000001,370130,342910,370470,397100,0.19275,0.18224000000000001,0.19452,0.2,8.6979000000000006,7.1764999999999999,8.7134999999999998,10,62.517000000000003,33.021999999999998,68.597999999999999,85.227999999999994]
[13.083299999999999,0.2,0.2,0.2,0.2,6.2180999999999997,4.7586000000000004,6.1185,7.8650000000000002,52854,42430,52300,65004,16.138999999999999,12.519,15.971,19.882000000000001,100,100,100,100,20.343,19.876999999999999,20.323,20.832999999999998,0.4,0.4,0.4,0.4,110080,98965,109960,121320,0.95035999999999998,0.31068000000000001,0.88800000000000001,1.6505000000000001,47839,42849,47286,53323,18.503,10.311,17.192,29.408999999999999,4.4010999999999996,3.9546999999999999,4.3914,4.8357999999999999,57.783000000000001,23.873999999999999,39.716999999999999,121.82,1694.5,1463.4,1680.7,1933.5,39.064,23.774999999999999,39.189,53.707000000000001,37057,34073,37057,39927,124680,116790,124230,133050,206.56,145.19999999999999,212.71,274.88,134490,122490,134990,145880,275.27,150.85,263.48,416.62,17.739000000000001,13.561999999999999,17.603999999999999,21.800999999999998,12.637,11.266999999999999,12.728,13.983000000000001,2.6328999999999998,2.3348,2.6113,2.9117999999999999,369020,342610,369340,395800,0.19247,0.18215000000000001,0.19436999999999999,0.2,8.6913,7.1513999999999998,8.7181999999999995,10,62.517000000000003,33.021999999999998,68.597999999999999,85.227999999999994]
[13.166700000000001,0.2,0.2,0.2,0.2,6.2180999999999997,4.7586000000000004,6.1185,7.8650000000000002,52854,42430,52300,65004,15.896000000000001,12.419,15.851000000000001,19.465,100,100,100,100,20.361999999999998,19.898,20.343,20.838000000000001,0.39999000000000001,0.4,0.4,0.4,109050,98210,109090,119640,0.95098000000000005,0.31068000000000001,0.88800000000000001,1.6617999999999999,47568,42558,47079,53010,18.318999999999999,10.238,17.033000000000001,29.251000000000001,4.3836000000000004,3.9569999999999999,4.3787000000000003,4.8049999999999997,57.781999999999996,23.873999999999999,39.716999999999999,121.82,1670.4,1449.5,1660.8,1896.3,39.064,23.774999999999999,39.189,53.707000000000001,37393,34430,37444,40310,124010,116300,123740,132410,206.56,145.19999999999999,212.71,274.88,135350,123240,135720,146700,273.26,150.16,262.39999999999998,413.25,17.475999999999999,13.53,17.335000000000001,21.413,12.673999999999999,11.335000000000001,12.771000000000001,13.975,2.6280999999999999,2.3410000000000002,2.6126999999999998,2.8997999999999999,367320,341600,367910,392560,0.19195999999999999,0.18160000000000001,0.19353999999999999,0.2,8.6781000000000006,7.13,8.702,10,62.517000000000003,33.021999999999998,68.597999999999999,85.227999999999994]
[13.25,0.2,0.2,0.2,0.2,6.2180999999999997,4.7586000000000004,6.1185,7.8650000000000002,52854,42430,52300,65004,15.731,12.372,15.718999999999999,19.259,100,100,100,100,20.391999999999999,19.95,20.369,20.858000000000001,0.4,0.4,0.4,0.4,108310,97875,108280,118290,0.95208999999999999,0.31068000000000001,0.88800000000000001,1.6688000000000001,47398,42467,47065,52373,18.175000000000001,10.25,16.914999999999999,28.925000000000001,4.3776000000000002,3.9590999999999998,4.3635000000000002,4.7885999999999997,57.78,23.873999999999999,39.716999999999999,121.82,1649.5,1437.8,1642.1,1866.2,39.064,23.774999999999999,39.189,53.707000000000001,37763,34869,37685,40640,123610,116040,123510,131990,206.56,145.19999999999999,212.71,274.88,136370,124520,136430,147630,271.64,149.13,261.11,410.62,17.302,13.513,17.216000000000001,21.172000000000001,12.722,11.41,12.811999999999999,14.012,2.6278000000000001,2.3548,2.6101000000000001,2.8992,366370,341700,366760,390840,0.1918,0.18160000000000001,0.19353999999999999,0.2,8.6780000000000008,7.1543000000000001,8.7036999999999995,10,62.517000000000003,33.021999999999998,68.597999999999999,85.227999999999994]
[13.333299999999999,0.2,0.2,0.2,0.2,6.2180999999999997,4.7586000000000004,6.1185,7.8650000000000002,52854,42430,52300,65004,15.819000000000001,12.554,15.755000000000001,19.273,100,100,100,100,20.408000000000001,19.978000000000002,20.388999999999999,20.856000000000002,0.4,0.4,0.4,0.4,108570,98470,108430,118390,0.95491000000000004,0.31068000000000001,0.88800000000000001,1.6807000000000001,47413,42539,46893,52660,18.181000000000001,10.233000000000001,16.911999999999999,28.925999999999998,4.4165000000000001,4.0114000000000001,4.4074,4.8068,57.79,23.873999999999999,39.716999999999999,121.82,1643.6,1442.5,1639.8,1849.5,39.064,23.774999999999999,39.189,53.707000000000001,38288,35360,38305,41170,124070,116550,124020,132360,206.56,145.19999999999999,212.71,274.88,137770,125980,137910,148910,271.64,148.38,260.27,408.24,17.414999999999999,13.885,17.344999999999999,21.329000000000001,12.839,11.545,12.946999999999999,14.082000000000001,2.6478999999999999,2.3772000000000002,2.6305999999999998,2.9180000000000001,367940,344310,368600,391070,0.19316,0.18273,0.19478000000000001,0.2,8.7363999999999997,7.2339000000000002,8.7773000000000003,10,62.517000000000003,33.021999999999998,68.597999999999999,85.227999999999994]
[13.416700000000001,0.2,0.2,0.2,0.2,6.2180999999999997,4.7586000000000004,6.1185,7.8650000000000002,52854,42430,52300,65004,16.036000000000001,12.831,15.948,19.518999999999998,100,100,100,100,20.379000000000001,19.975000000000001,20.356000000000002,20.805,0.4,0.4,0.4,0.4,109320,99468,108770,119370,0.95820000000000005,0.31068000000000001,0.88800000000000001,1.6932,47493,42578,46840,52885,18.268000000000001,10.336,17.059999999999999,28.960999999999999,4.4752000000000001,4.0987,4.4706000000000001,4.8552,57.793999999999997,23.873999999999999,39.716999999999999,121.82,1643.7,1447.1,1637.9,1847.4,39.064,23.774999999999999,39.189,53.707000000000001,38864,35839,38843,41768,124900,117240,124800,133160,206.56,145.19999999999999,212.71,274.88,139470,127420,139570,150930,272.56,147.22,261.51,408.83,17.667999999999999,14.048,17.603999999999999,21.562000000000001,12.987,11.727,13.071,14.269,2.6762000000000001,2.4020999999999999,2.6566999999999998,2.9420000000000002,370560,347430,371060,393700,0.19477,0.18486,0.19675999999999999,0.2,8.8175000000000008,7.3888999999999996,8.8539999999999992,10,62.517000000000003,33.021999999999998,68.597999999999999,85.227999999999994]
[13.5,0.2,0.2,0.2,0.2,6.2180999999999997,4.7586000000000004,6.1185,7.8650000000000002,52854,42430,52300,65004,16.128,13.010999999999999,16.047999999999998,19.457999999999998,100,100,100,100,20.332999999999998,19.931999999999999,20.312999999999999,20.745000000000001,0.4,0.4,0.4,0.4,109530,99085,109080,119480,0.96018000000000003,0.31068000000000001,0.88800000000000001,1.7032,47464,42675,46796,52842,18.306000000000001,10.388,17.114999999999998,29.015999999999998,4.5103,4.1348000000000003,4.5148999999999999,4.8894000000000002,57.793999999999997,23.873999999999999,39.716999999999999,121.82,1635.7,1448.4,1632,1829.9,39.064,23.774999999999999,39.189,53.707000000000001,39347,36466,39401,42236,125240,117520,124940,133280,206.56,145.19999999999999,212.71,274.88,140540,128630,140610,152160,272.83999999999997,148.86000000000001,262.2,409.37,17.771000000000001,14.087999999999999,17.716999999999999,21.762,13.097,11.856,13.164999999999999,14.372,2.6920999999999999,2.4115000000000002,2.6755,2.9542999999999999,371750,347320,372010,395060,0.19559000000000001,0.18662000000000001,0.19811999999999999,0.2,8.8675999999999995,7.4538000000000002,8.9320000000000004,10,62.517000000000003,33.021999999999998,68.597999999999999,85.227999999999994]
[13.583299999999999,0.2,0.2,0.2,0.2,6.2180999999999997,4.7586000000000004,6.1185,7.8650000000000002,52854,42430,52300,65004,16.013000000000002,12.771000000000001,15.887,19.323,100,100,100,100,20.312000000000001,19.91,20.297000000000001,20.747,0.4,0.4,0.4,0.4,108940,98662,108770,119140,0.96084000000000003,0.31068000000000001,0.88800000000000001,1.7056,47266,42569,46675,52611,18.225999999999999,10.38,17.024000000000001,28.510999999999999,4.5088999999999997,4.1172000000000004,4.5038,4.8963000000000001,57.793999999999997,23.873999999999999,39.716999999999999,121.82,1616.5,1432.9,1611.8,1803.4,39.064,23.774999999999999,39.189,53.707000000000001,39651,36789,39713,42609,124920,117300,124540,132770,206.56,145.19999999999999,212.71,274.88,141240,129750,141260,153400,271.82,148.62,261.07,407.02,17.638999999999999,13.941000000000001,17.559000000000001,21.495000000000001,13.146000000000001,11.933999999999999,13.193,14.417,2.6916000000000002,2.4131,2.6699000000000002,2.9504999999999999,370980,346730,371670,394270,0.19572000000000001,0.18673999999999999,0.19867000000000001,0.2,8.8803000000000001,7.4721000000000002,8.9390999999999998,10,62.517000000000003,33.021999999999998,68.597999999999999,85.227999999999994]
[13.666700000000001,0.2,0.2,0.2,0.2,6.2180999999999997,4.7586000000000004,6.1185,7.8650000000000002,52854,42430,52300,65004,16.254999999999999,13.04,16.099,19.713000000000001,100,100,100,100,20.324999999999999,19.922999999999998,20.303000000000001,20.759,0.4,0.4,0.4,0.4,109580,99131,109230,120280,0.96365999999999996,0.31068000000000001,0.88800000000000001,1.7213000000000001,47288,42501,46754,52491,18.367000000000001,10.521000000000001,17.138999999999999,28.684999999999999,4.5635000000000003,4.1597999999999997,4.5606999999999998,4.9676999999999998,57.793999999999997,23.873999999999999,39.716999999999999,121.82,1615.7,1428.7,1612.8,1801.5,39.064,23.774999999999999,39.189,53.707000000000001,40153,37245,40100,42981,125550,117640,125240,133720,206.56,145.19999999999999,212.71,274.88,142650,130980,142500,154450,273.08,151.54,262.81,408.9,17.914999999999999,14.169,17.856000000000002,21.721,13.294,12.092000000000001,13.319000000000001,14.615,2.7147999999999999,2.4411,2.6926000000000001,2.9798,373120,348240,373780,397030,0.19642999999999999,0.18787000000000001,0.19977,0.2,8.9442000000000004,7.5707000000000004,9.0235000000000003,10,62.517000000000003,33.021999999999998,68.597999999999999,85.227999999999994]
[13.75,0.2,0.2,0.2,0.2,6.2180999999999997,4.7586000000000004,6.1185,7.8650000000000002,52854,42430,52300,65004,16.574000000000002,13.349,16.321000000000002,20.117000000000001,100,100,100,100,20.288,19.878,20.265999999999998,20.73,0.4,0.4,0.4,0.4,110430,99506,109980,121060,0.96621999999999997,0.31068000000000001,0.88800000000000001,1.7346999999999999,47239,42554,46635,52541,18.539000000000001,10.568,17.25,28.861000000000001,4.6285999999999996,4.1942000000000004,4.6230000000000002,5.0391000000000004,57.793999999999997,23.873999999999999,39.716999999999999,121.82,1613,1429.6,1608.8,1791.9,39.064,23.774999999999999,39.189,53.707000000000001,40704,37792,40679,43631,126330,118100,126010,134970,206.56,145.19999999999999,212.71,274.88,143950,132380,143520,156130,274.64,154.65,263.81,410.91,18.277999999999999,14.398,18.233000000000001,22.184999999999999,13.451000000000001,12.273,13.506,14.808999999999999,2.7406000000000001,2.4653,2.7164000000000001,3.0139,375650,350890,376970,399910,0.19706000000000001,0.18956999999999999,0.2,0.2,9.0116999999999994,7.6502999999999997,9.1301000000000005,10,62.517000000000003,33.021999999999998,68.597999999999999,85.227999999999994]
[13.833299999999999,0.2,0.2,0.2,0.2,6.2180999999999997,4.7586000000000004,6.1185,7.8650000000000002,52854,42430,52300,65004,16.449000000000002,13.103,16.126999999999999,20.007000000000001,100,100,100,100,20.245000000000001,19.832000000000001,20.210999999999999,20.68,0.39999000000000001,0.4,0.4,0.4,109640,98893,109360,120560,0.96592999999999996,0.31068000000000001,0.88800000000000001,1.7346999999999999,46970,42355,46409,52339,18.433,10.582000000000001,17.152999999999999,28.524999999999999,4.6193999999999997,4.1757999999999997,4.6106999999999996,5.0503,57.793999999999997,23.873999999999999,39.716999999999999,121.82,1591.9,1412,1583.5,1768.8,39.064,23.774999999999999,39.189,53.707000000000001,40886,38137,40837,43751,125750,117180,125580,134520,206.56,145.19999999999999,212.71,274.88,144310,132750,144170,156800,273.31,153.75,262.8,409.83,18.140999999999998,14.238,18.170999999999999,22.073,13.471,12.262,13.513,14.837,2.7341000000000002,2.4565000000000001,2.7111000000000001,3.0104000000000002,373980,349320,375080,399220,0.19685,0.18890999999999999,0.2,0.2,9.0114000000000001,7.6646999999999998,9.1405999999999992,10,62.517000000000003,33.021999999999998,68.597999999999999,85.227999999999994]
[13.916700000000001,0.2,0.2,0.2,0.2,6.2180999999999997,4.7586000000000004,6.1185,7.8650000000000002,52854,42430,52300,65004,16.372,12.988,16.084,20.076000000000001,100,100,100,100,20.274999999999999,19.843,20.242999999999999,20.71,0.39999000000000001,0.4,0.4,0.4,109050,98069,108650,120270,0.96609999999999996,0.31068000000000001,0.88800000000000001,1.7350000000000001,46722,42032,46122,52079,18.343,10.593,17.079000000000001,28.277999999999999,4.6158000000000001,4.1745000000000001,4.6059000000000001,5.0532000000000004,57.793999999999997,23.873999999999999,39.716999999999999,121.82,1572.8,1396.6,1560.6,1745.6,39.064,23.774999999999999,39.189,53.707000000000001,41078,38220,41058,43931,125260,116260,125120,134280,206.56,145.19999999999999,212.71,274.88,144650,132900,144380,157320,272.23,152.96,262.8,409.09,18.061,14.15,18.012,22.103000000000002,13.496,12.31,13.523999999999999,14.885,2.7311999999999999,2.4567000000000001,2.7071000000000001,3.0124,372640,347120,373440,397540,0.19667999999999999,0.18883,0.19982,0.2,9.0157000000000007,7.6859000000000002,9.1401000000000003,10,62.517000000000003,33.021999999999998,68.597999999999999,85.227999999999994]
[14,0.2,0.2,0.2,0.2,6.2180999999999997,4.7586000000000004,6.1185,7.8650000000000002,52854,42430,52300,65004,16.216999999999999,12.789,15.988,19.867999999999999,100,100,100,100,20.297999999999998,19.87,20.271999999999998,20.751000000000001,0.4,0.4,0.4,0.4,108170,97144,107750,119340,0.96572999999999998,0.31068000000000001,0.88800000000000001,1.7338,46191,41505,45643,51522,18.193999999999999,10.486000000000001,16.873000000000001,28.016999999999999,4.5965999999999996,4.1669,4.5807000000000002,5.0326000000000004,57.793999999999997,23.873999999999999,39.716999999999999,121.82,1549.1,1376.6,1537.2,1716.2,39.064,23.774999999999999,39.189,53.707000000000001,41105,38370,41022,43981,124460,115540,124370,133460,206.56,145.19999999999999,212.71,274.88,144080,132370,143840,156780,270.54000000000002,151.22999999999999,262.19,407.87,17.899999999999999,14.037000000000001,17.786999999999999,21.914999999999999,13.486000000000001,12.327999999999999,13.529,14.861000000000001,2.7218,2.4539,2.6953,2.9965000000000002,370450,344770,371210,395330,0.19649,0.18829000000000001,0.19966,0.2,9.0088000000000008,7.6844000000000001,9.1204000000000001,10,62.517000000000003,33.021999999999998,68.597999999999999,85.227999999999994]
[14.083299999999999,0.2,0.2,0.2,0.2,6.2180999999999997,4.7586000000000004,6.1185,7.8650000000000002,52854,42430,52300,65004,15.904999999999999,12.536,15.726000000000001,19.484999999999999,100,100,100,100,20.337,19.905000000000001,20.311,20.797000000000001,0.4,0.4,0.4,0.4,106620,95485,106110,117300,0.96355999999999997,0.31068000000000001,0.88800000000000001,1.7239,45513,40952,44971,50688,17.952000000000002,10.385,16.739000000000001,27.5,4.5435999999999996,4.1299000000000001,4.5335999999999999,4.9672999999999998,57.792999999999999,23.873999999999999,39.716999999999999,121.82,1516.4,1352.3,1507.7,1678.3,39.064,23.774999999999999,39.189,53.707000000000001,40917,38118,40928,43762,123090,114050,123070,132130,206.56,145.19999999999999,212.71,274.88,142940,131300,142740,155330,267.79000000000002,149.13999999999999,258.76,402.43,17.550999999999998,13.773,17.411000000000001,21.457999999999998,13.397,12.292999999999999,13.432,14.711,2.6953999999999998,2.431,2.6678999999999999,2.9662000000000002,366500,341440,367630,390730,0.19553999999999999,0.18706,0.19819999999999999,0.2,8.9649000000000001,7.6501999999999999,9.0589999999999993,10,62.517000000000003,33.021999999999998,68.597999999999999,85.227999999999994]
[14.166700000000001,0.2,0.2,0.2,0.2,6.2180999999999997,4.7586000000000004,6.1185,7.8650000000000002,52854,42430,52300,65004,15.706,12.446999999999999,15.518000000000001,19.12,100,100,100,100,20.405999999999999,19.98,20.373999999999999,20.861000000000001,0.4,0.4,0.4,0.4,105590,95050,104880,115960,0.96223999999999998,0.31068000000000001,0.88800000000000001,1.7201,44951,40488,44460,50027,17.783999999999999,10.278,16.561,27.327999999999999,4.5091000000000001,4.1128999999999998,4.5023,4.9137000000000004,57.792999999999999,23.873999999999999,39.716999999999999,121.82,1489.5,1330.2,1481.4,1643.5,39.064,23.774999999999999,39.189,53.707000000000001,40822,38048,40810,43535,122170,113450,122220,130700,206.56,145.19999999999999,212.71,274.88,142180,130970,141590,153990,265.91000000000003,147.88999999999999,257.01,398.59,17.331,13.672000000000001,17.164000000000001,21.126999999999999,13.342000000000001,12.278,13.363,14.628,2.6781000000000001,2.4220000000000002,2.6490999999999998,2.9405999999999999,363840,339230,364910,387090,0.19491,0.18645999999999999,0.19707,0.2,8.9387000000000008,7.6196999999999999,9.0243000000000002,10,62.517000000000003,33.021999999999998,68.597999999999999,85.227999999999994]
[14.25,0.2,0.2,0.2,0.2,6.2180999999999997,4.7586000000000004,6.1185,7.8650000000000002,52854,42430,52300,65004,15.585000000000001,12.395,15.391999999999999,18.87,100,100,100,100,20.452999999999999,20.04,20.422000000000001,20.905000000000001,0.4,0.4,0.4,0.4,104900,94667,104380,114850,0.96138000000000001,0.31068000000000001,0.88800000000000001,1.7131000000000001,44436,40033,44151,49426,17.66,10.215999999999999,16.425000000000001,27.263000000000002,4.4866000000000001,4.1043000000000003,4.4785000000000004,4.8745000000000003,57.790999999999997,23.873999999999999,39.716999999999999,121.82,1463.3,1311.3,1457.2,1611.3,39.064,23.774999999999999,39.189,53.707000000000001,40789,38149,40730,43491,121570,113190,121590,129740,206.56,145.19999999999999,212.71,274.88,141480,130640,141180,153110,264.44,146.61000000000001,255.5,395.12,17.199000000000002,13.605,17.091999999999999,20.824999999999999,13.304,12.28,13.292,14.541,2.6663000000000001,2.4152999999999998,2.6375999999999999,2.9241999999999999,362230,338420,363460,385350,0.19475999999999999,0.18662000000000001,0.19656999999999999,0.2,8.9255999999999993,7.6036999999999999,8.9984999999999999,10,62.517000000000003,33.021999999999998,68.597999999999999,85.227999999999994]
[14.333299999999999,0.2,0.2,0.2,0.2,6.2180999999999997,4.7586000000000004,6.1185,7.8650000000000002,52854,42430,52300,65004,15.726000000000001,12.601000000000001,15.606999999999999,18.972000000000001,100,100,100,100,20.481999999999999,20.068999999999999,20.448,20.920999999999999,0.4,0.4,0.4,0.4,105180,95068,104680,115580,0.9627,0.31068000000000001,0.88800000000000001,1.7144999999999999,44101,39826,43661,49243,17.687000000000001,10.19,16.423999999999999,27.177,4.5076999999999998,4.1349999999999998,4.4976000000000003,4.8973000000000004,57.789000000000001,23.873999999999999,39.716999999999999,121.82,1450.9,1303.3,1446.5,1591.7,39.064,23.774999999999999,39.189,53.707000000000001,40925,38303,40867,43640,121680,113640,121800,129900,206.56,145.19999999999999,212.71,274.88,141240,130860,141450,151930,264.7,146.38,256.14999999999998,395.5,17.358000000000001,13.88,17.263000000000002,20.814,13.334,12.348000000000001,13.36,14.579000000000001,2.6741999999999999,2.4287000000000001,2.6455000000000002,2.9369999999999998,362540,339150,363480,385580,0.19567999999999999,0.18769,0.19742000000000001,0.2,8.9715000000000007,7.6444000000000001,9.0310000000000006,10,62.517000000000003,33.021999999999998,68.597999999999999,85.227999999999994]
[14.416700000000001,0.2,0.2,0.2,0.2,6.2180999999999997,4.7586000000000004,6.1185,7.8650000000000002,52854,42430,52300,65004,16.021999999999998,12.87,15.856,19.321999999999999,100,100,100,100,20.475999999999999,20.065000000000001,20.448,20.905999999999999,0.4,0.4,0.4,0.4,106090,96070,105510,116390,0.96514,0.31068000000000001,0.88800000000000001,1.7233000000000001,43856,39505,43306,49232,17.821999999999999,10.194000000000001,16.552,27.524999999999999,4.5541,4.2009999999999996,4.5449999999999999,4.9343000000000004,57.793999999999997,23.873999999999999,39.716999999999999,121.82,1445,1300.5,1441.7,1580.5,39.064,23.774999999999999,39.189,53.707000000000001,41155,38526,41116,43720,122190,114180,122460,130340,206.56,145.19999999999999,212.71,274.88,141250,130490,141160,152090,266.25,148.71,258.32,399.24,17.681000000000001,14.316000000000001,17.521000000000001,21.183,13.404999999999999,12.416,13.475,14.593999999999999,2.6943999999999999,2.4422999999999999,2.6589999999999998,2.9426999999999999,363990,341970,364930,385800,0.19703999999999999,0.19020000000000001,0.19979,0.2,9.0421999999999993,7.7385000000000002,9.1388999999999996,10,62.517000000000003,33.021999999999998,68.597999999999999,85.227999999999994]
[14.5,0.2,0.2,0.2,0.2,6.2180999999999997,4.7586000000000004,6.1185,7.8650000000000002,52854,42430,52300,65004,16.152000000000001,12.997,16.045999999999999,19.422999999999998,100,100,100,100,20.449000000000002,20.061,20.422000000000001,20.850999999999999,0.4,0.4,0.4,0.4,106330,95877,105990,116690,0.96638999999999997,0.31068000000000001,0.88800000000000001,1.7241,43531,39260,42924,48777,17.890999999999998,10.271000000000001,16.643000000000001,27.718,4.5715000000000003,4.2259000000000002,4.5518000000000001,4.9476000000000004,57.793999999999997,23.873999999999999,39.716999999999999,121.82,1433.1,1295.9000000000001,1430.7,1570.2,39.064,23.774999999999999,39.189,53.707000000000001,41255,38747,41164,43785,122100,114350,122410,129950,206.56,145.19999999999999,212.71,274.88,140950,130160,140880,151830,266.92,149.87,257.66000000000003,400.42,17.809000000000001,14.471,17.649000000000001,21.361999999999998,13.442,12.467000000000001,13.526,14.622999999999999,2.702,2.4445000000000001,2.6659000000000002,2.9567999999999999,363780,342130,364120,386140,0.19744,0.19101000000000001,0.2,0.2,9.0780999999999992,7.8384999999999998,9.1807999999999996,10,62.517000000000003,33.021999999999998,68.597999999999999,85.227999999999994]
[14.583299999999999,0.2,0.2,0.2,0.2,6.2180999999999997,4.7586000000000004,6.1185,7.8650000000000002,52854,42430,52300,65004,16.093,12.975,15.984,19.460999999999999,100,100,100,100,20.452999999999999,20.056000000000001,20.436,20.847999999999999,0.4,0.4,0.4,0.4,105800,95225,105470,116580,0.96601999999999999,0.31068000000000001,0.88800000000000001,1.7208000000000001,43127,38941,42553,48234,17.861999999999998,10.243,16.556999999999999,27.706,4.5599999999999996,4.2214,4.5439999999999996,4.9367999999999999,57.793999999999997,23.873999999999999,39.716999999999999,121.82,1414.8,1280.8,1411.3,1552.3,39.064,23.774999999999999,39.189,53.707000000000001,41230,38766,41197,43735,121360,113800,121570,129520,206.56,145.19999999999999,212.71,274.88,140360,130160,140470,150470,266.48,149.27000000000001,257.33,398.71,17.728000000000002,14.369,17.573,21.388999999999999,13.433999999999999,12.468,13.488,14.65,2.6959,2.4323999999999999,2.6616,2.9552,361870,340590,362040,384210,0.19727,0.19084999999999999,0.2,0.2,9.0797000000000008,7.8243,9.2144999999999992,10,62.517000000000003,33.021999999999998,68.597999999999999,85.227999999999994]
[14.666700000000001,0.2,0.2,0.2,0.2,6.2180999999999997,4.7586000000000004,6.1185,7.8650000000000002,52854,42430,52300,65004,16.382999999999999,13.148,16.14,19.79,100,100,100,100,20.486999999999998,20.088000000000001,20.474,20.878,0.4,0.4,0.4,0.4,106660,95439,106190,117950,0.96786000000000005,0.31068000000000001,0.88800000000000001,1.7276,42897,38868,42241,48041,18.059999999999999,10.334,16.649999999999999,28.257000000000001,4.5994000000000002,4.2453000000000003,4.5894000000000004,4.9867999999999997,57.793999999999997,23.873999999999999,39.716999999999999,121.82,1410.9,1280.7,1408.3,1544.3,39.064,23.774999999999999,39.189,53.707000000000001,41428,38953,41379,43879,121630,113400,121970,129930,206.56,145.19999999999999,212.71,274.88,140430,129700,140630,150830,268.36,152.41,258.24,399.65,18.032,14.507,17.899999999999999,21.684000000000001,13.521000000000001,12.557,13.544,14.746,2.7141999999999999,2.4443000000000001,2.681,2.9828000000000001,363040,341450,363420,385940,0.19761999999999999,0.19176000000000001,0.2,0.2,9.1288,7.9203000000000001,9.2712000000000003,10,62.517000000000003,33.021999999999998,68.597999999999999,85.227999999999994]
[14.75,0.2,0.2,0.2,0.2,6.2180999999999997,4.7586000000000004,6.1185,7.8650000000000002,52854,42430,52300,65004,16.751999999999999,13.458,16.507999999999999,20.398,100,100,100,100,20.466999999999999,20.059000000000001,20.449000000000002,20.861000000000001,0.4,0.4,0.4,0.4,107770,95432,107220,120020,0.96960999999999997,0.31068000000000001,0.88800000000000001,1.7336,42664,38409,41989,47566,18.300999999999998,10.478,16.995000000000001,28.893999999999998,4.6490999999999998,4.2709999999999999,4.6299000000000001,5.0385,57.793999999999997,23.873999999999999,39.716999999999999,121.82,1406.7,1279,1401.4,1540.4,39.064,23.774999999999999,39.189,53.707000000000001,41670,39170,41645,43965,122050,113990,122300,130890,206.56,145.19999999999999,212.71,274.88,140530,129710,140700,150550,270.57,153.5,260.16000000000003,400.33,18.423999999999999,14.795,18.292999999999999,22.178999999999998,13.622,12.625999999999999,13.673,14.875,2.7370000000000001,2.4596,2.7050000000000001,3.0207999999999999,364720,341640,364720,388640,0.19797999999999999,0.19253999999999999,0.2,0.2,9.1828000000000003,7.9890999999999996,9.3252000000000006,10,62.517000000000003,33.021999999999998,68.597999999999999,85.227999999999994]
[14.833299999999999,0.2,0.2,0.2,0.2,6.2180999999999997,4.7586000000000004,6.1185,7.8650000000000002,52854,42430,52300,65004,16.672000000000001,13.324,16.335000000000001,20.359000000000002,100,100,100,100,20.437000000000001,20.015000000000001,20.425999999999998,20.856999999999999,0.4,0.4,0.4,0.4,107110,94535,106540,119760,0.96884999999999999,0.31068000000000001,0.88800000000000001,1.7307999999999999,42245,38060,41568,47134,18.251000000000001,10.363,16.86,28.939,4.6308999999999996,4.2496,4.6117999999999997,5.0378999999999996,57.793999999999997,23.873999999999999,39.716999999999999,121.82,1388.4,1262.8,1385.4,1526.4,39.064,23.774999999999999,39.189,53.707000000000001,41623,39149,41626,43969,121140,112760,121280,130180,206.56,145.19999999999999,212.71,274.88,139800,129310,140080,150510,269.77,151.58000000000001,259.43,399.24,18.326000000000001,14.587999999999999,18.192,22.202999999999999,13.599,12.586,13.641,14.856999999999999,2.7280000000000002,2.4533,2.6956000000000002,3.0169000000000001,362440,338940,362090,386920,0.19766,0.19153999999999999,0.2,0.2,9.1737000000000002,7.9688999999999997,9.3255999999999997,10,62.517000000000003,33.021999999999998,68.597999999999999,85.227999999999994]
[14.916700000000001,0.2,0.2,0.2,0.2,6.2180999999999997,4.7586000000000004,6.1185,7.8650000000000002,52854,42430,52300,65004,16.640999999999998,13.275,16.32,20.446000000000002,100,100,100,100,20.478999999999999,20.042999999999999,20.472999999999999,20.91,0.4,0.4,0.4,0.4,106700,93902,105840,119840,0.96847000000000005,0.31068000000000001,0.88800000000000001,1.7295,41863,37778,41231,46765,18.213000000000001,10.336,16.751000000000001,29.009,4.6180000000000003,4.2163000000000004,4.6031000000000004,5.0327999999999999,57.793999999999997,23.873999999999999,39.716999999999999,121.82,1372.3,1249.0999999999999,1367.1,1512.6,39.064,23.774999999999999,39.189,53.707000000000001,41597,39069,41537,43954,120400,111800,120490,129690,206.56,145.19999999999999,212.71,274.88,139290,128540,139320,150260,269.26,150.75,258.57,399.48,18.286000000000001,14.441000000000001,18.178000000000001,22.347999999999999,13.584,12.583,13.632,14.858000000000001,2.7235999999999998,2.4384000000000001,2.6901000000000002,3.0114999999999998,360710,336960,360010,385520,0.19736000000000001,0.19112000000000001,0.2,0.2,9.1704000000000008,7.9760999999999997,9.3474000000000004,10,62.517000000000003,33.021999999999998,68.597999999999999,85.227999999999994]
[15,0.2,0.2,0.2,0.2,6.2180999999999997,4.7586000000000004,6.1185,7.8650000000000002,52854,42430,52300,65004,16.52,13.069000000000001,16.242000000000001,20.396999999999998,100,100,100,100,20.51,20.065999999999999,20.510999999999999,20.945,0.4,0.4,0.4,0.4,105930,93170,105150,119420,0.96753,0.31068000000000001,0.88800000000000001,1.7251000000000001,40889,36892,40231,45724,18.100000000000001,10.302,16.634,28.673999999999999,4.5784000000000002,4.1792999999999996,4.5674999999999999,4.9859,57.792999999999999,23.873999999999999,39.716999999999999,121.82,1349.3,1225,1344.7,1486.8,39.064,23.774999999999999,39.189,53.707000000000001,40800,38210,40797,43232,119350,110750,119400,128650,206.56,145.19999999999999,212.71,274.88,136350,126150,136700,146220,268.02999999999997,149.29,256.77,399.5,18.155000000000001,14.343999999999999,18.018000000000001,22.303999999999998,13.537000000000001,12.555999999999999,13.574999999999999,14.797000000000001,2.7126000000000001,2.4306999999999999,2.6739000000000002,2.9952999999999999,358160,334380,357470,383080,0.19714000000000001,0.19069,0.19993,0.2,9.1517999999999997,7.9301000000000004,9.3188999999999993,10,62.517000000000003,33.021999999999998,68.597999999999999,85.227999999999994]
[15.083299999999999,0.2,0.2,0.2,0.2,6.2180999999999997,4.7586000000000004,6.1185,7.8650000000000002,52854,42430,52300,65004,16.07,12.648,15.769,19.957999999999998,100,100,100,100,20.48,20.091000000000001,20.481000000000002,20.879000000000001,0.39900999999999998,0.39648,0.4,0.4,103570,91008,102870,117510,0.94957000000000003,0.31068000000000001,0.88710999999999995,1.6579999999999999,39433,35492,38761,44251,17.803999999999998,10.116,16.417999999999999,28.263000000000002,4.4040999999999997,4.0134999999999996,4.391,4.8040000000000003,57.789000000000001,23.873999999999999,39.716999999999999,121.82,1291.9000000000001,1171.9000000000001,1288.5,1426.6,39.064,23.774999999999999,39.189,53.707000000000001,39037,36589,39031,41293,117250,108960,117360,126620,206.56,145.19999999999999,212.71,274.88,130510,120630,130930,140120,264.36,145.77000000000001,252.68,398.42,17.533000000000001,13.757,17.327000000000002,21.596,12.962,12.004,13.018000000000001,14.146000000000001,2.6089000000000002,2.3296000000000001,2.5739000000000001,2.8856000000000002,349950,326520,349110,373750,0.19209999999999999,0.18412000000000001,0.19445999999999999,0.19691,8.9245999999999999,7.6626000000000003,9.0374999999999996,9.9372000000000007,62.51,33.021999999999998,68.597999999999999,85.227999999999994]
[15.166700000000001,0.19997000000000001,0.2,0.2,0.2,6.2180999999999997,4.7586000000000004,6.1185,7.8650000000000002,52854,42430,52300,65004,16.425999999999998,13.009,16.068999999999999,20.152999999999999,100,100,100,100,20.552,20.155000000000001,20.558,20.954999999999998,0.39528000000000002,0.39100000000000001,0.3962,0.39850000000000002,104670,92200,103990,118550,0.94071000000000005,0.31068000000000001,0.88656999999999997,1.6273,38516,34550,37828,43258,17.986000000000001,10.169,16.600000000000001,28.36,4.3619000000000003,3.9874000000000001,4.3411999999999997,4.7484999999999999,57.793999999999997,23.873999999999999,39.716999999999999,121.82,1266.8,1148.8,1264.9000000000001,1395.3,39.064,23.774999999999999,39.189,53.707000000000001,38000,35683,38014,40232,117580,109650,117640,126600,206.56,145.19999999999999,212.71,274.88,126670,117300,126910,135980,266.06,146.28,254.51,398.61,17.821999999999999,14.154,17.605,21.76,12.653,11.715,12.705,13.834,2.5762999999999998,2.2951000000000001,2.5396000000000001,2.8532000000000002,349390,326960,348570,372790,0.18991,0.18193999999999999,0.19220000000000001,0.1951,8.8552,7.5643000000000002,8.9719999999999995,9.9336000000000002,62.49,33.021999999999998,68.597999999999999,85.207999999999998]
[15.25,0.19991,0.2,0.2,0.2,6.2180999999999997,4.7586000000000004,6.1185,7.8650000000000002,52854,42430,52300,65004,16.850000000000001,13.51,16.474,20.611999999999998,100,100,100,100,20.594000000000001,20.172999999999998,20.594000000000001,21.006,0.39168999999999998,0.38707000000000003,0.39208999999999999,0.39534999999999998,106130,93413,105050,119610,0.93384,0.31068000000000001,0.88588999999999996,1.5971,37684,33773,36973,42418,18.2,10.209,16.898,28.806999999999999,4.3354999999999997,3.9790000000000001,4.3102,4.7057000000000002,57.793999999999997,23.873999999999999,39.716999999999999,121.82,1244,1127.5999999999999,1241.7,1367.5,39.064,23.774999999999999,39.189,53.707000000000001,37089,34836,37141,39234,118110,110220,118020,126890,206.56,145.19999999999999,212.71,274.88,123220,114190,123440,132460,268,147.74,258.10000000000002,399.28,18.190999999999999,14.503,18.039000000000001,22.077999999999999,12.387,11.443,12.443,13.542,2.5547,2.2637999999999998,2.5169999999999999,2.8319000000000001,349730,328170,348870,372700,0.1883,0.18028,0.19016,0.19408,8.8077000000000005,7.4889999999999999,8.9116,9.9534000000000002,62.473999999999997,33.021999999999998,68.597999999999999,85.102000000000004]
[15.333299999999999,0.19993,0.2,0.2,0.2,6.2180999999999997,4.7586000000000004,6.1185,7.8650000000000002,52854,42430,52300,65004,17.518000000000001,14.101000000000001,17.239000000000001,21.222000000000001,100,100,100,100,20.658000000000001,20.253,20.667999999999999,21.053000000000001,0.39071,0.38580999999999999,0.39094000000000001,0.39571000000000001,108680,95833,107400,122320,0.93083000000000005,0.31068000000000001,0.88710999999999995,1.5810999999999999,37081,33194,36381,41668,18.553000000000001,10.315,17.297999999999998,29.372,4.3517000000000001,4.0045999999999999,4.3253000000000004,4.7285000000000004,57.793999999999997,23.873999999999999,39.716999999999999,121.82,1231.9000000000001,1115.8,1229.5,1352.2,39.064,23.774999999999999,39.189,53.707000000000001,36411,34235,36473,38431,119380,111700,119240,127960,206.56,145.19999999999999,212.71,274.88,120420,111780,120560,129220,271.43,151.07,260.73,402.51,18.815999999999999,15.114000000000001,18.632999999999999,22.571999999999999,12.206,11.273999999999999,12.266,13.321999999999999,2.5558000000000001,2.2656999999999998,2.5234999999999999,2.8363,352560,331750,351580,375750,0.18856999999999999,0.18026,0.19003,0.19514000000000001,8.8264999999999993,7.52,8.9138999999999999,10,62.482999999999997,33.021999999999998,68.597999999999999,85.102000000000004]
[15.416700000000001,0.19994999999999999,0.2,0.2,0.2,6.2180999999999997,4.7586000000000004,6.1185,7.8650000000000002,52854,42430,52300,65004,18.213000000000001,14.835000000000001,17.984000000000002,21.952999999999999,100,100,100,100,20.638000000000002,20.225999999999999,20.641999999999999,21.042999999999999,0.38982,0.38325999999999999,0.39006999999999997,0.39606999999999998,111290,98148,110040,125660,0.92783000000000004,0.31068000000000001,0.88658999999999999,1.5585,36489,32603,35820,41060,18.943000000000001,10.475,17.503,30.175999999999998,4.3724999999999996,4.0263999999999998,4.3491999999999997,4.7302,57.793999999999997,23.873999999999999,39.716999999999999,121.82,1220.4000000000001,1108.9000000000001,1217.0999999999999,1337.4,39.064,23.774999999999999,39.189,53.707000000000001,35754,33617,35788,37751,120550,112750,120650,128780,206.56,145.19999999999999,212.71,274.88,117660,109140,117570,126350,275.14,154.79,263.97000000000003,411.47,19.451000000000001,15.750999999999999,19.288,23.177,12.039,11.114000000000001,12.061,13.151999999999999,2.5594000000000001,2.2711999999999999,2.5278999999999998,2.8437999999999999,355250,334440,353960,378560,0.18919,0.18060000000000001,0.19009999999999999,0.19627,8.8544,7.5444000000000004,8.9155999999999995,10,62.49,33.021999999999998,68.597999999999999,85.070999999999998]
[15.5,0.19991999999999999,0.2,0.2,0.2,6.2180999999999997,4.7586000000000004,6.1185,7.8650000000000002,52854,42430,52300,65004,18.724,15.295999999999999,18.617000000000001,22.495000000000001,100,100,100,100,20.585000000000001,20.178000000000001,20.588000000000001,20.975999999999999,0.38750000000000001,0.37902999999999998,0.3876,0.39537,113090,99586,111850,127910,0.92274999999999996,0.31068000000000001,0.88693999999999995,1.5365,35822,31991,35164,40408,19.283999999999999,10.56,17.891999999999999,30.364000000000001,4.3693999999999997,4.0305999999999997,4.3532999999999999,4.7321999999999997,57.793999999999997,23.873999999999999,39.716999999999999,121.82,1206,1099.5999999999999,1205,1323.8,39.064,23.774999999999999,39.189,53.707000000000001,35035,32938,35073,37028,121090,113310,121130,129270,206.56,145.19999999999999,212.71,274.88,114770,106500,114630,123350,278.33999999999997,157.21,268.01,415.94,19.872,16.126999999999999,19.686,23.602,11.865,10.920999999999999,11.861000000000001,12.955,2.5501999999999998,2.2551999999999999,2.5266000000000002,2.8456000000000001,356040,334600,354650,379580,0.18867999999999999,0.17977000000000001,0.18942000000000001,0.19628000000000001,8.8477999999999994,7.5510999999999999,8.9305000000000003,10,62.472000000000001,33.021999999999998,68.597999999999999,85.070999999999998]
[15.583299999999999,0.19985,0.2,0.2,0.2,6.2180999999999997,4.7586000000000004,6.1185,7.8650000000000002,52854,42430,52300,65004,19.064,15.464,18.901,22.881,100,100,100,100,20.547999999999998,20.128,20.550999999999998,20.943000000000001,0.38466,0.37339,0.38512000000000002,0.39582000000000001,114290,100220,112340,130430,0.91718999999999995,0.31068000000000001,0.88465000000000005,1.5288999999999999,35179,31374,34466,39822,19.588000000000001,10.601000000000001,18.091000000000001,30.606999999999999,4.3493000000000004,3.9731000000000001,4.3414000000000001,4.7263000000000002,57.793999999999997,23.873999999999999,39.716999999999999,121.82,1191.4000000000001,1086.3,1188.5,1315,39.064,23.774999999999999,39.189,53.707000000000001,34329,32173,34365,36365,121310,113180,121430,129750,206.56,145.19999999999999,212.71,274.88,112020,103710,112000,120510,280.93,158.43,269.32,418.94,20.111999999999998,16.404,19.835999999999999,23.835000000000001,11.699,10.67,11.707000000000001,12.8,2.5348000000000002,2.2412000000000001,2.5093000000000001,2.8513000000000002,355870,332660,354290,380340,0.18748000000000001,0.17752999999999999,0.18751000000000001,0.19647999999999999,8.8195999999999994,7.4768999999999997,8.9004999999999992,10,62.429000000000002,33.021999999999998,68.597999999999999,85.070999999999998]
[15.666700000000001,0.19985,0.2,0.2,0.2,6.2180999999999997,4.7586000000000004,6.1185,7.8650000000000002,52854,42430,52300,65004,19.731999999999999,16.027999999999999,19.654,23.495000000000001,100,100,100,100,20.552,20.084,20.565000000000001,20.960999999999999,0.38431999999999999,0.37076999999999999,0.38485000000000003,0.39728000000000002,116820,101800,115000,133900,0.91524000000000005,0.31068000000000001,0.88488,1.5246,34710,30971,33987,39408,20.059000000000001,10.851000000000001,18.608000000000001,31.123999999999999,4.3761000000000001,3.9885999999999999,4.3697999999999997,4.7572999999999999,57.793999999999997,23.873999999999999,39.716999999999999,121.82,1188,1080.7,1184.5,1309.8,39.064,23.774999999999999,39.189,53.707000000000001,33864,31705,33969,35908,122340,113480,122350,131160,206.56,145.19999999999999,212.71,274.88,109890,101810,109880,117890,285.19,163.41,272.69,423.95,20.716000000000001,17.044,20.501999999999999,24.454000000000001,11.62,10.529,11.624000000000001,12.747999999999999,2.5442999999999998,2.2347999999999999,2.5177,2.8820999999999999,358570,333690,357000,383030,0.18744,0.17721000000000001,0.18764,0.19752,8.8420000000000005,7.4950000000000001,8.9346999999999994,10,62.438000000000002,33.021999999999998,68.597999999999999,85.070999999999998]
[15.75,0.19983999999999999,0.2,0.2,0.2,6.2180999999999997,4.7586000000000004,6.1185,7.8650000000000002,52854,42430,52300,65004,20.358000000000001,16.774000000000001,20.332000000000001,24,100,100,100,100,20.513999999999999,20.062000000000001,20.530999999999999,20.96,0.38302999999999998,0.36851,0.38375999999999999,0.39634000000000003,119040,103340,117280,136710,0.91239000000000003,0.31068000000000001,0.88471999999999995,1.5093000000000001,34138,30194,33447,38837,20.452999999999999,11.048999999999999,18.95,31.797000000000001,4.3914999999999997,3.9904000000000002,4.3853999999999997,4.7659000000000002,57.793999999999997,23.873999999999999,39.716999999999999,121.82,1180.2,1072.8,1178.3,1295.5999999999999,39.064,23.774999999999999,39.189,53.707000000000001,33323,31176,33369,35326,122940,114670,123010,131910,206.56,145.19999999999999,212.71,274.88,107490,99548,107440,115730,288.67,165.42,275.91000000000003,428.17,21.28,17.696000000000002,21.148,25.094999999999999,11.509,10.426,11.507999999999999,12.644,2.5486,2.2227999999999999,2.5137,2.8871000000000002,360220,335340,359190,384900,0.18695999999999999,0.17657999999999999,0.18720000000000001,0.19758999999999999,8.8451000000000004,7.5167000000000002,8.9398,10,62.445,33.021999999999998,68.597999999999999,85.070999999999998]
[15.833299999999999,0.19974,0.2,0.2,0.2,6.2180999999999997,4.7586000000000004,6.1185,7.8650000000000002,52854,42430,52300,65004,20.593,16.837,20.611999999999998,24.323,100,100,100,100,20.469000000000001,20.036000000000001,20.492999999999999,20.916,0.37958999999999998,0.36366999999999999,0.38030000000000003,0.39500000000000002,119810,103720,118060,138550,0.90637999999999996,0.31068000000000001,0.88190000000000002,1.4985999999999999,33508,29576,32813,38167,20.658999999999999,11.151,19.137,31.978999999999999,4.3604000000000003,3.9331,4.3735999999999997,4.7404000000000002,57.793999999999997,23.873999999999999,39.716999999999999,121.82,1164.5999999999999,1054.8,1163.5,1279.3,39.064,23.774999999999999,39.189,53.707000000000001,32633,30400,32649,34705,122730,114000,122670,132110,206.56,145.19999999999999,212.71,274.88,104880,97036,104670,113180,290.2,167.53,275.99,429.38,21.431000000000001,17.59,21.331,25.300999999999998,11.337999999999999,10.169,11.372999999999999,12.484999999999999,2.5301,2.1875,2.4996,2.8898999999999999,359090,333560,358340,384700,0.18523999999999999,0.17377999999999999,0.18523999999999999,0.19666,8.798,7.4596999999999998,8.8755000000000006,10,62.396999999999998,33.021999999999998,68.597999999999999,84.941999999999993]
[15.916700000000001,0.19966,0.2,0.2,0.2,6.2180999999999997,4.7586000000000004,6.1185,7.8650000000000002,52854,42430,52300,65004,20.902000000000001,17.032,20.957000000000001,24.67,100,100,100,100,20.468,20.033999999999999,20.497,20.917999999999999,0.37685999999999997,0.35957,0.37769999999999998,0.39313999999999999,120940,104340,118970,140250,0.90188999999999997,0.31068000000000001,0.87922,1.4953000000000001,32955,28974,32194,37646,20.861000000000001,11.243,19.318000000000001,32.332999999999998,4.3403,3.903,4.3602999999999996,4.7339000000000002,57.793999999999997,23.873999999999999,39.716999999999999,121.82,1151.2,1038.0999999999999,1150.3,1265.4000000000001,39.064,23.774999999999999,39.189,53.707000000000001,32025,29835,32025,34070,122730,113540,122720,132190,206.56,145.19999999999999,212.71,274.88,102540,94664,102250,110690,291.8,168.9,277.45999999999998,429.38,21.677,17.715,21.579000000000001,25.648,11.186999999999999,9.9814000000000007,11.226000000000001,12.327999999999999,2.5207000000000002,2.1749000000000001,2.4849000000000001,2.8938000000000001,358730,332520,358560,385240,0.18382999999999999,0.17180999999999999,0.18376000000000001,0.19566,8.7599,7.3997999999999999,8.8265999999999991,10,62.365000000000002,33.021999999999998,68.597999999999999,84.941999999999993]
[16,0.19958000000000001,0.19983000000000001,0.2,0.2,6.2180999999999997,4.7586000000000004,6.1185,7.8650000000000002,52854,42430,52300,65004,21.138000000000002,17.193000000000001,21.248000000000001,24.954999999999998,100,100,100,100,20.457999999999998,20.003,20.483000000000001,20.907,0.37419000000000002,0.35654999999999998,0.37513999999999997,0.39127000000000001,121830,104810,119820,142020,0.89722000000000002,0.31068000000000001,0.87922,1.4939,32415,28407,31712,37194,20.978000000000002,11.273,19.422000000000001,32.750999999999998,4.3112000000000004,3.8733,4.3266,4.7060000000000004,57.793999999999997,23.873999999999999,39.716999999999999,121.82,1135.2,1022,1135.5,1250.8,39.064,23.774999999999999,39.189,53.707000000000001,31412,29214,31409,33384,122560,113540,122710,131920,206.56,145.19999999999999,212.71,274.88,100230,92489,99796,108130,292.69,169.94,277.93,432.19,21.861000000000001,17.75,21.803999999999998,25.867000000000001,11.016999999999999,9.7992000000000008,11.052,12.17,2.5091000000000001,2.1574,2.4756,2.8881000000000001,357920,331210,357620,384200,0.1822,0.17002999999999999,0.18210999999999999,0.19434999999999999,8.7129999999999992,7.3513000000000002,8.7807999999999993,10,62.347000000000001,33.021999999999998,68.597999999999999,84.873999999999995]
[16.083300000000001,0.19927,0.19789000000000001,0.2,0.2,6.2180999999999997,4.7586000000000004,6.1185,7.8650000000000002,52854,42430,52300,65004,21.138999999999999,17.13,21.248000000000001,24.876000000000001,100,100,100,100,20.413,19.946999999999999,20.431000000000001,20.864999999999998,0.36775000000000002,0.34943000000000002,0.36875999999999998,0.38485999999999998,121770,104330,119740,142050,0.88878000000000001,0.31068000000000001,0.87387999999999999,1.4763999999999999,31776,27777,31031,36614,20.962,11.255000000000001,19.358000000000001,32.655999999999999,4.2481999999999998,3.8203999999999998,4.2732999999999999,4.633,57.793999999999997,23.873999999999999,39.716999999999999,121.82,1111.7,1002.9,1112,1223.3,39.064,23.774999999999999,39.189,53.707000000000001,30633,28449,30609,32582,121840,112990,121960,130980,206.56,145.19999999999999,212.71,274.88,97559,90173,97253,105440,292.37,167.83,279.33,432.34,21.795000000000002,17.794,21.728000000000002,25.725999999999999,10.772,9.5863999999999994,10.815,11.933999999999999,2.4784999999999999,2.1219000000000001,2.4474999999999998,2.8563000000000001,355170,328380,354800,381890,0.17940999999999999,0.16750000000000001,0.17951,0.19175,8.6190999999999995,7.2229999999999999,8.6557999999999993,9.9809000000000001,62.228999999999999,33.021999999999998,68.555000000000007,84.16]
[16.166699999999999,0.19908000000000001,0.19700999999999999,0.2,0.2,6.2180999999999997,4.7586000000000004,6.1185,7.8650000000000002,52854,42430,52300,65004,21.312999999999999,17.52,21.452000000000002,25.015000000000001,100,100,100,100,20.414000000000001,19.943999999999999,20.417999999999999,20.876999999999999,0.36304999999999998,0.34560999999999997,0.36379,0.37884000000000001,122470,105320,120570,142250,0.88292000000000004,0.31068000000000001,0.86921999999999999,1.4762999999999999,31258,27356,30508,36134,21.039000000000001,11.226000000000001,19.405000000000001,32.923999999999999,4.2104999999999997,3.7993000000000001,4.2321,4.5763999999999996,57.793999999999997,23.873999999999999,39.716999999999999,121.82,1094.0999999999999,986.3,1093.9000000000001,1200.3,39.064,23.774999999999999,39.189,53.707000000000001,30006,27915,29994,31891,121580,112950,121770,130400,206.56,145.19999999999999,212.71,274.88,95303,88231,94909,102790,292.93,168.65,280.13,433.94,21.917999999999999,18.024000000000001,21.86,25.718,10.582000000000001,9.4210999999999991,10.64,11.715,2.464,2.1076000000000001,2.4327000000000001,2.8441000000000001,354030,328090,353500,380320,0.17738999999999999,0.16592999999999999,0.1774,0.18975,8.5564999999999998,7.1538000000000004,8.5899000000000001,9.9799000000000007,62.161999999999999,33.021999999999998,68.555000000000007,84.042000000000002]
[16.25,0.19896,0.19647999999999999,0.2,0.2,6.2180999999999997,4.7586000000000004,6.1185,7.8650000000000002,52854,42430,52300,65004,21.594000000000001,17.919,21.6,25.189,100,100,100,100,20.427,19.928000000000001,20.440000000000001,20.879000000000001,0.35958000000000001,0.34271000000000001,0.36043999999999998,0.37475999999999998,123720,106380,121850,143000,0.87890000000000001,0.31068000000000001,0.86585000000000001,1.476,30843,26987,30072,35742,21.173999999999999,11.192,19.463000000000001,33.002000000000002,4.1905999999999999,3.7987000000000002,4.2050000000000001,4.5385,57.793999999999997,23.873999999999999,39.716999999999999,121.82,1080.5,973.38,1079.0999999999999,1185.5999999999999,39.064,23.774999999999999,39.189,53.707000000000001,29497,27506,29536,31355,121670,113080,121760,130310,206.56,145.19999999999999,212.71,274.88,93400,86609,93110,100560,294.02,169.6,282.48,435.18,22.157,18.440000000000001,22.097999999999999,25.812000000000001,10.435,9.2913999999999994,10.477,11.558,2.4615999999999998,2.0985999999999998,2.4207999999999998,2.8513000000000002,354110,329120,353430,379350,0.17602000000000001,0.16474,0.17566000000000001,0.18856999999999999,8.5183999999999997,7.1139999999999999,8.5450999999999997,9.9886999999999997,62.133000000000003,33.021999999999998,68.555000000000007,84.042000000000002]
[16.333300000000001,0.1991,0.19772999999999999,0.2,0.2,6.2180999999999997,4.7586000000000004,6.1185,7.8650000000000002,52854,42430,52300,65004,22.17,18.609000000000002,22.245999999999999,25.766999999999999,100,100,100,100,20.481999999999999,20.001000000000001,20.48,20.956,0.35875000000000001,0.34239000000000003,0.35920999999999997,0.37390000000000001,126250,108410,124260,145910,0.87958000000000003,0.31068000000000001,0.86892000000000003,1.4778,30631,26728,29846,35459,21.463000000000001,11.238,19.72,33.356999999999999,4.2157,3.8357000000000001,4.2274000000000003,4.5608000000000004,57.793999999999997,23.873999999999999,39.716999999999999,121.82,1076.5999999999999,974.51,1077.5,1178.9000000000001,39.064,23.774999999999999,39.189,53.707000000000001,29220,27284,29262,31070,122530,114120,122610,130830,206.56,145.19999999999999,212.71,274.88,92119,85550,91951,98962,296.54000000000002,172.01,284.89999999999998,436.3,22.696999999999999,19.105,22.638000000000002,26.388999999999999,10.377000000000001,9.2471999999999994,10.420999999999999,11.516,2.4847999999999999,2.1103000000000001,2.4394999999999998,2.8673999999999999,356620,331660,356130,382060,0.17646999999999999,0.16514999999999999,0.17605999999999999,0.1888,8.5500000000000007,7.1444999999999999,8.5765999999999991,10,62.198999999999998,33.021999999999998,68.555000000000007,84.460999999999999]
[16.416699999999999,0.19919000000000001,0.19864000000000001,0.2,0.2,6.2180999999999997,4.7586000000000004,6.1185,7.8650000000000002,52854,42430,52300,65004,22.71,19.231999999999999,22.701000000000001,26.164999999999999,100,100,100,100,20.475999999999999,20.001000000000001,20.484000000000002,20.934000000000001,0.3574,0.34126000000000001,0.35793999999999998,0.37202000000000002,128550,110560,126520,148820,0.87927999999999995,0.31068000000000001,0.87009999999999998,1.474,30374,26478,29604,35328,21.74,11.381,20.039000000000001,33.679000000000002,4.2356999999999996,3.8609,4.2473000000000001,4.5636000000000001,57.793999999999997,23.873999999999999,39.716999999999999,121.82,1071.3,970.6,1071,1174.7,39.064,23.774999999999999,39.189,53.707000000000001,28906,27038,28931,30689,123120,114970,122980,131430,206.56,145.19999999999999,212.71,274.88,90712,84248,90590,97217,298.83,173.08,288.07,440.88,23.181999999999999,19.611999999999998,23.102,26.84,10.313000000000001,9.2126000000000001,10.324,11.368,2.5042,2.1191,2.4651000000000001,2.8856999999999999,358380,334860,358240,383550,0.17699999999999999,0.16586999999999999,0.17651,0.1893,8.5794999999999995,7.1604000000000001,8.6106999999999996,10,62.225000000000001,33.021999999999998,68.597999999999999,84.364000000000004]
[16.5,0.19914999999999999,0.19847000000000001,0.2,0.2,6.2180999999999997,4.7586000000000004,6.1185,7.8650000000000002,52854,42430,52300,65004,23.068000000000001,19.553000000000001,23.009,26.427,100,100,100,100,20.443000000000001,19.984000000000002,20.449000000000002,20.905999999999999,0.35483999999999999,0.33943000000000001,0.35504000000000002,0.36993999999999999,130060,111410,127930,150840,0.87787999999999999,0.31068000000000001,0.86661999999999995,1.4658,30039,26198,29372,34940,21.986999999999998,11.507,20.440999999999999,34.06,4.2337999999999996,3.8586,4.2441000000000004,4.5742000000000003,57.793999999999997,23.873999999999999,39.716999999999999,121.82,1063.4000000000001,964.35,1061.8,1168.8,39.064,23.774999999999999,39.189,53.707000000000001,28524,26660,28576,30275,123210,115260,122900,131740,206.56,145.19999999999999,212.71,274.88,89153,82931,88927,95683,301.05,175.44,290.27999999999997,444.42,23.463000000000001,19.998000000000001,23.489000000000001,27.178999999999998,10.239000000000001,9.1047999999999991,10.246,11.317,2.5097999999999998,2.1198999999999999,2.4655999999999998,2.8959999999999999,358610,335880,357840,385110,0.17655000000000001,0.16553999999999999,0.17638999999999999,0.18845000000000001,8.5751000000000008,7.1426999999999996,8.6047999999999991,10,62.207000000000001,33.021999999999998,68.597999999999999,84.364000000000004]
[16.583300000000001,0.19903999999999999,0.19803000000000001,0.2,0.2,6.2180999999999997,4.7586000000000004,6.1185,7.8650000000000002,52854,42430,52300,65004,23.294,19.715,23.29,26.887,100,100,100,100,20.414999999999999,19.933,20.420000000000002,20.891999999999999,0.35227999999999998,0.33567999999999998,0.35199000000000003,0.36793999999999999,131110,111650,129810,152730,0.87478999999999996,0.31068000000000001,0.85985999999999996,1.4595,29741,25895,29010,34856,22.236999999999998,11.641999999999999,20.460999999999999,34.402999999999999,4.2217000000000002,3.8816999999999999,4.2398999999999996,4.5651000000000002,57.793999999999997,23.873999999999999,39.716999999999999,121.82,1056.5999999999999,956.01,1055.9000000000001,1162.0999999999999,39.064,23.774999999999999,39.189,53.707000000000001,28159,26239,28190,29983,123240,115000,123320,131620,206.56,145.19999999999999,212.71,274.88,87739,81261,87647,94418,303.07,178.06,292.20999999999998,444.95,23.606000000000002,19.972999999999999,23.611999999999998,27.259,10.173999999999999,8.9339999999999993,10.186999999999999,11.305999999999999,2.5097,2.0956000000000001,2.4567999999999999,2.8946000000000001,358550,333300,357670,384740,0.17566000000000001,0.16400000000000001,0.17527999999999999,0.18811,8.5579000000000001,7.0591999999999997,8.5665999999999993,10,62.142000000000003,33.021999999999998,68.597999999999999,84.075000000000003]
[16.666699999999999,0.19908000000000001,0.19821,0.2,0.2,6.2180999999999997,4.7586000000000004,6.1185,7.8650000000000002,52854,42430,52300,65004,23.867999999999999,20.199000000000002,23.841999999999999,27.547000000000001,100,100,100,100,20.427,19.954000000000001,20.436,20.917000000000002,0.35210000000000002,0.33462999999999998,0.35221999999999998,0.36903999999999998,133600,112730,132490,156600,0.87612000000000001,0.31068000000000001,0.86062000000000005,1.4761,29606,25716,28803,34832,22.634,11.852,20.87,35.273000000000003,4.2527999999999997,3.8862000000000001,4.2656999999999998,4.6132,57.793999999999997,23.873999999999999,39.716999999999999,121.82,1060.4000000000001,960.69,1061,1166.2,39.064,23.774999999999999,39.189,53.707000000000001,28019,26053,28012,29859,124050,115620,124230,132840,206.56,145.19999999999999,212.71,274.88,86876,80260,86783,93589,306.13,181.03,296.02999999999997,445.4,24.123000000000001,20.399999999999999,24.207000000000001,27.974,10.191000000000001,8.9381000000000004,10.180999999999999,11.381,2.5356000000000001,2.1036999999999999,2.4834999999999998,2.9335,361220,335140,360350,388180,0.17580000000000001,0.16386999999999999,0.17523,0.18836,8.5881000000000007,7.0811000000000002,8.5966000000000005,10,62.173999999999999,33.021999999999998,68.555000000000007,84.171000000000006]
[16.75,0.19905999999999999,0.19844999999999999,0.2,0.2,6.2180999999999997,4.7586000000000004,6.1185,7.8650000000000002,52854,42430,52300,65004,24.358000000000001,20.763000000000002,24.356000000000002,28.091000000000001,100,100,100,100,20.393999999999998,19.927,20.405000000000001,20.901,0.35056999999999999,0.33359,0.35066999999999998,0.3679,135580,114620,134370,159270,0.87673999999999996,0.31068000000000001,0.85931999999999997,1.4823999999999999,29359,25351,28591,34725,22.943000000000001,12.01,21.207000000000001,35.664000000000001,4.2678000000000003,3.8927,4.2785000000000002,4.6096000000000004,57.793999999999997,23.873999999999999,39.716999999999999,121.82,1059.8,957.3,1060.7,1166.5,39.064,23.774999999999999,39.189,53.707000000000001,27780,25864,27797,29579,124300,115860,124580,132940,206.56,145.19999999999999,212.71,274.88,85707,79265,85517,92545,308.33999999999997,182.44,300.69,447.11,24.558,20.827000000000002,24.609000000000002,28.248999999999999,10.169,8.9507999999999992,10.170999999999999,11.387,2.5527000000000002,2.1089000000000002,2.4977999999999998,2.9508999999999999,362380,335970,362440,390660,0.17527000000000001,0.16284000000000001,0.17458000000000001,0.18765000000000001,8.5928000000000004,7.0648999999999997,8.6005000000000003,10,62.186,33.021999999999998,68.555000000000007,84.087000000000003]
[16.833300000000001,0.19886999999999999,0.19727,0.2,0.2,6.2180999999999997,4.7586000000000004,6.1185,7.8650000000000002,52854,42430,52300,65004,24.466999999999999,20.678999999999998,24.462,28.292000000000002,100,100,100,100,20.344000000000001,19.853999999999999,20.372,20.844000000000001,0.34719,0.32868000000000003,0.34733000000000003,0.36537999999999998,136110,114130,135280,160290,0.87295999999999996,0.31068000000000001,0.85641,1.4739,29028,25021,28241,34393,23.091999999999999,12.086,21.396000000000001,35.988999999999997,4.2411000000000003,3.8355000000000001,4.2464000000000004,4.5926,57.793999999999997,23.873999999999999,39.716999999999999,121.82,1051,947.5,1051.8,1160.2,39.064,23.774999999999999,39.189,53.707000000000001,27380,25381,27482,29225,123920,115380,124020,132680,206.56,145.19999999999999,212.71,274.88,84258,77636,84066,91274,309.20999999999998,182.77,301.02999999999997,448.69,24.6,20.652000000000001,24.673999999999999,28.385000000000002,10.082000000000001,8.83,10.087999999999999,11.358000000000001,2.5461999999999998,2.0952999999999999,2.4882,2.9584000000000001,361200,332430,361480,389400,0.17373,0.16051000000000001,0.17316000000000001,0.18695000000000001,8.5510000000000002,6.9790000000000001,8.593,10,62.110999999999997,33.021999999999998,68.507999999999996,84.016000000000005]
[16.916699999999999,0.19875000000000001,0.19705,0.2,0.2,6.2180999999999997,4.7586000000000004,6.1185,7.8650000000000002,52854,42430,52300,65004,24.672999999999998,20.757999999999999,24.713000000000001,28.626999999999999,100,100,100,100,20.334,19.86,20.361000000000001,20.835000000000001,0.34460000000000002,0.32546000000000003,0.34449000000000002,0.36334,137110,114400,136060,162470,0.87073,0.31068000000000001,0.85497000000000001,1.4782999999999999,28774,24796,27991,34146,23.245000000000001,12.148,21.532,36.283999999999999,4.2270000000000003,3.8028,4.2474999999999996,4.5871000000000004,57.793999999999997,23.873999999999999,39.716999999999999,121.82,1044.5,938.34,1043.5999999999999,1156.2,39.064,23.774999999999999,39.189,53.707000000000001,27061,25041,27176,28927,123820,115110,123900,132780,206.56,145.19999999999999,212.71,274.88,83060,76424,82971,90177,310.2,185.44,301.89,451.43,24.759,20.684000000000001,24.81,28.728000000000002,10.013,8.7131000000000007,10.015000000000001,11.319000000000001,2.5489000000000002,2.0853000000000002,2.4914000000000001,2.9721000000000002,360970,331460,361330,391210,0.17252000000000001,0.15909000000000001,0.17193,0.18609000000000001,8.5191999999999997,6.9503000000000004,8.5282999999999998,10,62.07,33.021999999999998,68.507999999999996,83.876000000000005]
[17,0.19858999999999999,0.19606999999999999,0.2,0.2,6.2180999999999997,4.7586000000000004,6.1185,7.8650000000000002,52854,42430,52300,65004,24.806000000000001,20.885000000000002,24.856999999999999,28.827000000000002,100,100,100,100,20.308,19.791,20.335999999999999,20.83,0.34167999999999998,0.32258999999999999,0.34190999999999999,0.36098000000000002,137840,115130,136830,164250,0.86800999999999995,0.31068000000000001,0.85124999999999995,1.4756,28513,24551,27705,33911,23.312999999999999,12.077999999999999,21.474,36.575000000000003,4.2046999999999999,3.7883,4.2218,4.5617000000000001,57.793999999999997,23.873999999999999,39.716999999999999,121.82,1035.2,927.43,1033.7,1145.5999999999999,39.064,23.774999999999999,39.189,53.707000000000001,26716,24661,26829,28568,123580,114780,123830,132610,206.56,145.19999999999999,212.71,274.88,81848,75288,81806,88832,310.64999999999998,185,302.44,451.41,24.856999999999999,20.715,24.934000000000001,28.916,9.9202999999999992,8.6219999999999999,9.9271999999999991,11.241,2.5478999999999998,2.0754000000000001,2.4922,2.9830999999999999,360260,330520,360610,390160,0.17105000000000001,0.15772,0.17071,0.18481,8.4761000000000006,6.8952999999999998,8.4803999999999995,10,62.04,33.021999999999998,68.507999999999996,83.843000000000004]
[17.083300000000001,0.19827,0.19386,0.2,0.2,6.2180999999999997,4.7586000000000004,6.1185,7.8650000000000002,52854,42430,52300,65004,24.702000000000002,20.782,24.756,28.675000000000001,100,100,100,100,20.251000000000001,19.715,20.276,20.786000000000001,0.33750000000000002,0.31813000000000002,0.33733000000000002,0.35705999999999999,137580,114620,136660,164100,0.86246999999999996,0.31068000000000001,0.84653999999999996,1.4655,28176,24196,27385,33535,23.251999999999999,11.968999999999999,21.335999999999999,36.786999999999999,4.1551,3.7483,4.1703999999999999,4.5026000000000002,57.793999999999997,23.873999999999999,39.716999999999999,121.82,1020,912.45,1020.3,1129.7,39.064,23.774999999999999,39.189,53.707000000000001,26254,24216,26354,28056,122850,113980,123200,131230,206.56,145.19999999999999,212.71,274.88,80397,73915,80276,87077,310.10000000000002,184.54,301.26,451.07,24.713999999999999,20.602,24.736999999999998,28.699000000000002,9.7753999999999994,8.4797999999999991,9.7676999999999996,11.071999999999999,2.5301,2.0569000000000002,2.4750999999999999,2.9723999999999999,357880,329020,358390,386560,0.16886000000000001,0.15562999999999999,0.16839000000000001,0.18229000000000001,8.4010999999999996,6.8006000000000002,8.4063999999999997,10,61.948999999999998,33.021999999999998,68.507999999999996,83.74]
[17.166699999999999,0.19811000000000001,0.19272,0.2,0.2,6.2180999999999997,4.7586000000000004,6.1185,7.8650000000000002,52854,42430,52300,65004,24.704000000000001,20.97,24.786000000000001,28.577000000000002,100,100,100,100,20.23,19.657,20.253,20.763000000000002,0.33428999999999998,0.31579000000000002,0.33411000000000002,0.35254999999999997,137820,114700,136920,163550,0.85956999999999995,0.31068000000000001,0.84267000000000003,1.4536,27925,23983,27119,33221,23.231999999999999,11.975,21.308,36.710999999999999,4.1207000000000003,3.7370000000000001,4.1346999999999996,4.4657,57.793999999999997,23.873999999999999,39.716999999999999,121.82,1008.4,903.15,1007.4,1115.5999999999999,39.064,23.774999999999999,39.189,53.707000000000001,25887,23977,25998,27615,122470,113860,122750,130940,206.56,145.19999999999999,212.71,274.88,79222,72944,79094,85623,309.93,184.34,301.56,451.07,24.684000000000001,20.71,24.655000000000001,28.587,9.6638000000000002,8.4147999999999996,9.6716999999999995,10.96,2.5219,2.0489999999999999,2.4643999999999999,2.9647000000000001,356660,328670,356750,385700,0.16718,0.15440000000000001,0.16649,0.18053,8.3458000000000006,6.7367999999999997,8.3399000000000001,9.9723000000000006,61.899000000000001,33.021999999999998,68.537000000000006,83.733999999999995]
[17.25,0.19802,0.19248000000000001,0.2,0.2,6.2180999999999997,4.7586000000000004,6.1185,7.8650000000000002,52854,42430,52300,65004,24.831,21.143000000000001,24.983000000000001,28.474,100,100,100,100,20.234999999999999,19.643000000000001,20.263000000000002,20.811,0.33217000000000002,0.31446000000000002,0.33212000000000003,0.34988999999999998,138690,115510,137750,164170,0.85833000000000004,0.31068000000000001,0.84438000000000002,1.4476,27765,23860,26925,33065,23.276,12.03,21.302,36.816000000000003,4.1036000000000001,3.7347999999999999,4.1128,4.4518000000000004,57.793999999999997,23.873999999999999,39.716999999999999,121.82,1000.9,897.63,1000.3,1106.9000000000001,39.064,23.774999999999999,39.189,53.707000000000001,25623,23779,25732,27303,122460,113890,122830,130800,206.56,145.19999999999999,212.71,274.88,78344,72285,78186,84516,310.26,184.39,302.02999999999997,450.68,24.786999999999999,20.849,24.789000000000001,28.617000000000001,9.5912000000000006,8.3236000000000008,9.5874000000000006,10.849,2.5261999999999998,2.0501,2.4706999999999999,2.9735,356710,329410,356940,385410,0.16608999999999999,0.15336,0.16499,0.17957999999999999,8.3132999999999999,6.6935000000000002,8.2981999999999996,9.968,61.889000000000003,33.021999999999998,68.555000000000007,83.733999999999995]
[17.333300000000001,0.19822999999999999,0.19416,0.2,0.2,6.2180999999999997,4.7586000000000004,6.1185,7.8650000000000002,52854,42430,52300,65004,25.312999999999999,21.783000000000001,25.472999999999999,28.768000000000001,100,100,100,100,20.306000000000001,19.744,20.337,20.885000000000002,0.33276,0.31567000000000001,0.33268999999999999,0.35043000000000002,141130,117000,139950,167340,0.86143999999999998,0.31068000000000001,0.84799000000000002,1.4592000000000001,27823,23899,27019,33127,23.51,12.083,21.573,36.866,4.1340000000000003,3.7778,4.1551,4.4741,57.793999999999997,23.873999999999999,39.716999999999999,121.82,1003.5,902.64,1002.3,1106.4000000000001,39.064,23.774999999999999,39.189,53.707000000000001,25604,23801,25699,27241,123380,114840,124000,131700,206.56,145.19999999999999,212.71,274.88,78119,72275,77804,84381,312.06,187.32,306.07,452.47,25.245999999999999,21.469000000000001,25.190999999999999,29.033999999999999,9.6152999999999995,8.3594000000000008,9.6113,10.938000000000001,2.5598000000000001,2.0733999999999999,2.508,3.0377000000000001,359730,332190,359990,387970,0.16685,0.15442,0.1658,0.18062,8.3511000000000006,6.7473999999999998,8.3536000000000001,10,61.982999999999997,33.021999999999998,68.555000000000007,83.760999999999996]
[17.416699999999999,0.19841,0.19492999999999999,0.2,0.2,6.2180999999999997,4.7586000000000004,6.1185,7.8650000000000002,52854,42430,52300,65004,25.777000000000001,22.364000000000001,25.753,29.178999999999998,100,100,100,100,20.315000000000001,19.763000000000002,20.341000000000001,20.873999999999999,0.33296999999999999,0.31616,0.33267000000000002,0.35005999999999998,143390,119880,141670,170870,0.86407999999999996,0.31068000000000001,0.84923999999999999,1.4615,27844,23944,27071,33184,23.742999999999999,12.129,21.681000000000001,37.340000000000003,4.1624999999999996,3.8037999999999998,4.1722000000000001,4.5014000000000003,57.793999999999997,23.873999999999999,39.716999999999999,121.82,1005.3,904.62,1003.8,1108.5,39.064,23.774999999999999,39.189,53.707000000000001,25563,23797,25616,27241,124060,115640,124160,132420,206.56,145.19999999999999,212.71,274.88,77807,72180,77546,83860,313.89999999999998,189.3,306.73,454.91,25.67,22.077000000000002,25.69,29.494,9.6372,8.3500999999999994,9.6381999999999994,10.952,2.5903999999999998,2.0954999999999999,2.5426000000000002,3.0691999999999999,362010,334880,362250,388210,0.16778999999999999,0.15584999999999999,0.16646,0.18131,8.3917999999999999,6.7851999999999997,8.3971999999999998,10,62.033000000000001,33.021999999999998,68.555000000000007,83.876000000000005]
[17.5,0.19843,0.19534000000000001,0.2,0.2,6.2180999999999997,4.7586000000000004,6.1185,7.8650000000000002,52854,42430,52300,65004,26.032,22.632000000000001,25.975999999999999,29.283999999999999,100,100,100,100,20.283000000000001,19.73,20.3,20.832000000000001,0.33188000000000001,0.31481999999999999,0.33179999999999998,0.34837000000000001,144670,121430,142660,172360,0.86458999999999997,0.31068000000000001,0.84777000000000002,1.4591000000000001,27768,23853,27018,33061,23.943000000000001,12.217000000000001,21.834,37.706000000000003,4.1681999999999997,3.8187000000000002,4.1788999999999996,4.5045999999999999,57.793999999999997,23.873999999999999,39.716999999999999,121.82,1003.8,899.94,1003.1,1107.4000000000001,39.064,23.774999999999999,39.189,53.707000000000001,25428,23695,25478,26994,124210,115530,124280,133030,206.56,145.19999999999999,212.71,274.88,77258,71748,76964,83106,315.54000000000002,192.35,308.05,454.95,25.864000000000001,22.491,25.87,29.587,9.6372999999999998,8.3420000000000005,9.6247000000000007,10.952999999999999,2.6040000000000001,2.1175000000000002,2.5602,3.0819999999999999,362560,335390,363560,388910,0.16772999999999999,0.15614,0.16642000000000001,0.1817,8.3993000000000002,6.7968999999999999,8.4186999999999994,10,62.064999999999998,33.021999999999998,68.507999999999996,83.971999999999994]
[17.583300000000001,0.19830999999999999,0.19464999999999999,0.2,0.2,6.2180999999999997,4.7586000000000004,6.1185,7.8650000000000002,52854,42430,52300,65004,26.1,22.602,26.076000000000001,29.478999999999999,100,100,100,100,20.245999999999999,19.686,20.27,20.815999999999999,0.33017999999999997,0.31197999999999998,0.33006999999999997,0.34756999999999999,145250,121080,142870,171890,0.86348000000000003,0.31068000000000001,0.84506999999999999,1.4629000000000001,27656,23696,26970,32869,24.100999999999999,12.307,22.053000000000001,38.366999999999997,4.1558000000000002,3.7988,4.1656000000000004,4.4958,57.793999999999997,23.873999999999999,39.716999999999999,121.82,1000.6,892.31,1001.4,1106.5,39.064,23.774999999999999,39.189,53.707000000000001,25240,23408,25350,26903,124130,115260,124030,133390,206.56,145.19999999999999,212.71,274.88,76616,71087,76334,82725,316.54000000000002,197.37,307.74,456.49,25.867999999999999,22.411000000000001,25.923999999999999,29.588999999999999,9.6194000000000006,8.2995000000000001,9.6212999999999997,11.041,2.6055000000000001,2.1236999999999999,2.5762999999999998,3.1086,362270,333460,362600,389580,0.16699,0.15459999999999999,0.16558999999999999,0.18151999999999999,8.3839000000000006,6.7691999999999997,8.4191000000000003,10,62.018000000000001,33.021999999999998,68.507999999999996,83.733999999999995]
[17.666699999999999,0.19838,0.19475999999999999,0.2,0.2,6.2180999999999997,4.7586000000000004,6.1185,7.8650000000000002,52854,42430,52300,65004,26.588999999999999,22.876000000000001,26.616,29.942,100,100,100,100,20.276,19.71,20.295999999999999,20.824000000000002,0.33110000000000001,0.31225999999999998,0.33107999999999999,0.34963,147640,122620,145070,175320,0.86692999999999998,0.31068000000000001,0.85213000000000005,1.4804999999999999,27745,23786,27038,33016,24.459,12.503,22.382000000000001,39.005000000000003,4.1921999999999997,3.8108,4.2012999999999998,4.5446,57.793999999999997,23.873999999999999,39.716999999999999,121.82,1009.7,898.73,1010.6,1122.8,39.064,23.774999999999999,39.189,53.707000000000001,25313,23412,25426,27004,124980,116140,124840,134350,206.56,145.19999999999999,212.71,274.88,76636,71128,76441,82795,319.02,200.27,311.33,457.49,26.312000000000001,22.641999999999999,26.350999999999999,30.088999999999999,9.7018000000000004,8.3085000000000004,9.7161000000000008,11.146000000000001,2.6389,2.1429999999999998,2.6044999999999998,3.1520000000000001,365180,336240,365630,393500,0.16739000000000001,0.15484000000000001,0.1656,0.18251000000000001,8.4217999999999993,6.7666000000000004,8.4671000000000003,10,62.075000000000003,33.021999999999998,68.507999999999996,83.966999999999999]
[17.75,0.19838,0.1948,0.2,0.2,6.2180999999999997,4.7586000000000004,6.1185,7.8650000000000002,52854,42430,52300,65004,27.015999999999998,23.369,27.015999999999998,30.431000000000001,100,100,100,100,20.253,19.707999999999998,20.277999999999999,20.79,0.33101000000000003,0.31236999999999998,0.33128000000000002,0.34921000000000002,149570,124490,147040,178920,0.86911000000000005,0.31068000000000001,0.85241,1.484,27755,23749,27010,32919,24.745999999999999,12.65,22.672000000000001,39.097999999999999,4.2169999999999996,3.8323,4.2424999999999997,4.5625999999999998,57.793999999999997,23.873999999999999,39.716999999999999,121.82,1015.9,904.95,1016.9,1131,39.064,23.774999999999999,39.189,53.707000000000001,25319,23440,25421,26982,125380,116380,125060,134960,206.56,145.19999999999999,212.71,274.88,76451,70792,76129,82547,320.89,202.39,314.27999999999997,458.39,26.699000000000002,23.004999999999999,26.745999999999999,30.423999999999999,9.7555999999999994,8.3156999999999996,9.7792999999999992,11.154,2.6659000000000002,2.1604999999999999,2.6259000000000001,3.1633,366800,338030,367110,396170,0.16725000000000001,0.15445999999999999,0.16550999999999999,0.18287,8.4373000000000005,6.7713000000000001,8.4700000000000006,10,62.112000000000002,33.021999999999998,68.507999999999996,84.016000000000005]
[17.833300000000001,0.19821,0.19339000000000001,0.2,0.2,6.2180999999999997,4.7586000000000004,6.1185,7.8650000000000002,52854,42430,52300,65004,27.013000000000002,23.071000000000002,27.093,30.57,100,100,100,100,20.202999999999999,19.646000000000001,20.225000000000001,20.754999999999999,0.32883000000000001,0.30991999999999997,0.32969999999999999,0.34742000000000001,149810,123760,146860,179680,0.86739999999999995,0.31068000000000001,0.84674000000000005,1.4928999999999999,27625,23567,26902,32825,24.83,12.670999999999999,22.744,39.301000000000002,4.1959999999999997,3.7898000000000001,4.2138,4.5594000000000001,57.793999999999997,23.873999999999999,39.716999999999999,121.82,1011.9,899.08,1010.1,1127.4000000000001,39.064,23.774999999999999,39.189,53.707000000000001,25115,23153,25209,26839,125080,115710,124840,134890,206.56,145.19999999999999,212.71,274.88,75807,70119,75619,81993,321.41000000000003,202.91,313.77,461.18,26.648,22.882000000000001,26.709,30.39,9.7217000000000002,8.2192000000000007,9.7439,11.154999999999999,2.6625000000000001,2.1484999999999999,2.6269,3.1720999999999999,365890,335880,365790,396040,0.16605,0.15271000000000001,0.16450000000000001,0.18190000000000001,8.4031000000000002,6.7320000000000002,8.3972999999999995,10,62.067,33.021999999999998,68.335999999999999,83.876000000000005]
[17.916699999999999,0.1981,0.19314000000000001,0.2,0.2,6.2180999999999997,4.7586000000000004,6.1185,7.8650000000000002,52854,42430,52300,65004,27.111999999999998,23.062000000000001,27.271999999999998,30.687999999999999,100,100,100,100,20.192,19.622,20.213999999999999,20.745000000000001,0.32730999999999999,0.30778,0.32821,0.34616000000000002,150530,124270,147540,180810,0.86677999999999999,0.31068000000000001,0.84536,1.4976,27564,23518,26863,32729,24.922999999999998,12.688000000000001,22.852,39.606999999999999,4.1862000000000004,3.7783000000000002,4.2148000000000003,4.5621999999999998,57.793999999999997,23.873999999999999,39.716999999999999,121.82,1010,894.85,1010.7,1124.3,39.064,23.774999999999999,39.189,53.707000000000001,24977,23008,25084,26736,125050,115500,124860,135210,206.56,145.19999999999999,212.71,274.88,75377,69601,75242,81684,321.95,202.91,313.47000000000003,461.91,26.716999999999999,22.727,26.727,30.495999999999999,9.7022999999999993,8.2056000000000004,9.7288999999999994,11.198,2.6684999999999999,2.1395,2.6278000000000001,3.1886000000000001,365930,335260,366090,396270,0.16517000000000001,0.15162999999999999,0.16356999999999999,0.18118999999999999,8.3775999999999993,6.7024999999999997,8.3818999999999999,10,62.048000000000002,33.021999999999998,68.251999999999995,83.876000000000005]
[18,0.19797000000000001,0.19237000000000001,0.2,0.2,6.2180999999999997,4.7586000000000004,6.1185,7.8650000000000002,52854,42430,52300,65004,27.126999999999999,23.07,27.314,30.684000000000001,100,100,100,100,20.164000000000001,19.584,20.190000000000001,20.724,0.32540000000000002,0.30591000000000002,0.32615,0.34403,150930,123990,147820,181910,0.86563999999999997,0.31068000000000001,0.84182000000000001,1.4950000000000001,27484,23430,26827,32562,24.928000000000001,12.680999999999999,22.783999999999999,39.564,4.1666999999999996,3.7564000000000002,4.1977000000000002,4.5587999999999997,57.793999999999997,23.873999999999999,39.716999999999999,121.82,1004.7,886.05,1006.3,1118.9000000000001,39.064,23.774999999999999,39.189,53.707000000000001,24797,22849,24932,26476,124880,115320,124770,135130,206.56,145.19999999999999,212.71,274.88,74885,68968,74723,81212,321.99,202.41,313.47000000000003,462.35,26.715,22.603999999999999,26.738,30.533999999999999,9.6521000000000008,8.1593,9.6882000000000001,11.132,2.6690999999999998,2.1273,2.6253000000000002,3.1958000000000002,365500,334750,365420,396320,0.16405,0.15042,0.16248000000000001,0.17968999999999999,8.3392999999999997,6.6430999999999996,8.3341999999999992,10,62.037999999999997,33.021999999999998,68.171000000000006,83.876000000000005]
[18.083300000000001,0.19867000000000001,0.19783000000000001,0.2,0.2,6.2180999999999997,4.7586000000000004,6.1185,7.8650000000000002,52854,42430,52300,65004,27.914999999999999,23.736000000000001,28.196000000000002,31.710999999999999,100,100,100,100,20.306999999999999,19.774999999999999,20.312000000000001,20.826000000000001,0.33428000000000002,0.31419999999999998,0.33532000000000001,0.35420000000000001,155910,128080,152460,188730,0.87512000000000001,0.31068000000000001,0.85931999999999997,1.5167999999999999,28333,24128,27634,33555,25.506,12.837999999999999,23.123000000000001,40.648000000000003,4.2746000000000004,3.8424,4.2946999999999997,4.6696,57.793999999999997,23.873999999999999,39.716999999999999,121.82,1030.0999999999999,908.14,1033.8,1146.2,39.064,23.774999999999999,39.189,53.707000000000001,25405,23409,25538,27204,128880,118970,128760,139670,206.56,145.19999999999999,212.71,274.88,76857,70815,76701,83177,326.2,203.16,319,464.49,27.466999999999999,23.091999999999999,27.550999999999998,31.466000000000001,9.9015000000000004,8.3404000000000007,9.9183000000000003,11.477,2.7513999999999998,2.1823000000000001,2.7115,3.3146,377020,344240,377420,409780,0.16824,0.15440999999999999,0.16685,0.18426000000000001,8.5205000000000002,6.8197999999999999,8.5555000000000003,10,62.234999999999999,33.021999999999998,68.335999999999999,84.355999999999995]
[18.166699999999999,0.19863,0.19875000000000001,0.2,0.2,6.2180999999999997,4.7586000000000004,6.1185,7.8650000000000002,52854,42430,52300,65004,27.402999999999999,23.358000000000001,27.719000000000001,31.105,100,100,100,100,20.117999999999999,19.576000000000001,20.120999999999999,20.678999999999998,0.33039000000000002,0.31048999999999999,0.33146999999999999,0.35022999999999999,152910,125850,149540,184530,0.86843999999999999,0.31068000000000001,0.85035000000000005,1.5017,27994,23741,27305,33226,25.314,12.8,22.972000000000001,40.335999999999999,4.1923000000000004,3.774,4.2114000000000003,4.5751999999999997,57.793999999999997,23.873999999999999,39.716999999999999,121.82,1005.2,886.41,1007.9,1119.5,39.064,23.774999999999999,39.189,53.707000000000001,24898,22958,25039,26635,127100,117330,126970,137770,206.56,145.19999999999999,212.71,274.88,75335,69482,75192,81455,325.2,203.09,317.33999999999997,464.89,26.802,22.542999999999999,26.893000000000001,30.655000000000001,9.7368000000000006,8.2324999999999999,9.7495999999999992,11.302,2.702,2.1446999999999998,2.6648000000000001,3.2511999999999999,372300,339990,372590,404430,0.16591,0.15226999999999999,0.16422999999999999,0.18176,8.4664999999999999,6.7225999999999999,8.4947999999999997,10,62.143000000000001,33.021999999999998,68.335999999999999,84.075000000000003]
[18.25,0.19872999999999999,0.2,0.2,0.2,6.2180999999999997,4.7586000000000004,6.1185,7.8650000000000002,52854,42430,52300,65004,27.132000000000001,23.138999999999999,27.47,30.791,100,100,100,100,20.190999999999999,19.658000000000001,20.190000000000001,20.751999999999999,0.32912000000000002,0.30931999999999998,0.32973000000000002,0.3488,151270,124280,147950,182390,0.86341000000000001,0.31068000000000001,0.84318000000000004,1.4878,27886,23572,27132,33199,25.268999999999998,12.771000000000001,22.92,40.024000000000001,4.1399999999999997,3.7303000000000002,4.1581000000000001,4.5187999999999997,57.793999999999997,23.873999999999999,39.716999999999999,121.82,988.87,872.21,991.73,1100.9000000000001,39.064,23.774999999999999,39.189,53.707000000000001,24596,22693,24727,26306,126410,116770,126260,136670,206.56,145.19999999999999,212.71,274.88,74446,68626,74348,80470,325.19,204,317.49,466.88,26.370999999999999,22.202999999999999,26.454000000000001,30.132999999999999,9.6437000000000008,8.1798000000000002,9.6279000000000003,11.170999999999999,2.6741000000000001,2.1288,2.6314000000000002,3.2250000000000001,370660,338760,370870,402080,0.16489999999999999,0.1512,0.16302,0.18068999999999999,8.4575999999999993,6.6555999999999997,8.5083000000000002,10,62.040999999999997,33.021999999999998,68.302000000000007,83.893000000000001]
[18.333300000000001,0.19874,0.2,0.2,0.2,6.2180999999999997,4.7586000000000004,6.1185,7.8650000000000002,52854,42430,52300,65004,26.800999999999998,22.707000000000001,26.946999999999999,30.457000000000001,100,100,100,100,20.178000000000001,19.57,20.196000000000002,20.765000000000001,0.32738,0.30662,0.32824999999999999,0.34704000000000002,149320,123180,146540,179110,0.85702,0.31068000000000001,0.83550999999999997,1.4691000000000001,27738,23368,26984,33289,25.167000000000002,12.73,22.797999999999998,39.668999999999997,4.0808999999999997,3.66,4.0964,4.4618000000000002,57.793999999999997,23.873999999999999,39.716999999999999,121.82,970.28,856.34,972.11,1081.9000000000001,39.064,23.774999999999999,39.189,53.707000000000001,24235,22311,24357,25974,125510,115910,125430,135840,206.56,145.19999999999999,212.71,274.88,73395,67388,73169,79352,324.52,204,316.51,467.7,25.867999999999999,21.776,25.945,29.652999999999999,9.5279000000000007,8.0909999999999993,9.5035000000000007,10.981,2.6414,2.1036999999999999,2.5975999999999999,3.2010000000000001,368200,336770,367910,397710,0.16409000000000001,0.15067,0.16220999999999999,0.18053,8.4423999999999992,6.6197999999999997,8.5135000000000005,10,61.793999999999997,33.021999999999998,68.024000000000001,83.501999999999995]
[18.416699999999999,0.19847000000000001,0.19805,0.2,0.2,6.2180999999999997,4.7586000000000004,6.1185,7.8650000000000002,52854,42430,52300,65004,26.091999999999999,22.24,26.277000000000001,29.539000000000001,100,100,100,100,20.045000000000002,19.364999999999998,20.082999999999998,20.710999999999999,0.32147999999999999,0.30124000000000001,0.32185999999999998,0.34186,145590,120800,142910,173800,0.84103000000000006,0.31068000000000001,0.81786000000000003,1.4313,27260,22957,26540,32603,24.751999999999999,12.486000000000001,22.527000000000001,39.003999999999998,3.9666000000000001,3.5731999999999999,3.9899,4.3413000000000004,57.79,23.873999999999999,39.716999999999999,121.82,939.3,824.91,937.35,1049.8,39.064,23.774999999999999,39.189,53.707000000000001,23568,21772,23646,25299,123340,113720,123120,134290,206.56,145.19999999999999,212.71,274.88,71499,65838,71267,77403,321.38,202.87,316.11,459.02,25.001000000000001,20.948,25.1,28.655000000000001,9.2787000000000006,7.8387000000000002,9.2787000000000006,10.688000000000001,2.5727000000000002,2.0512999999999999,2.5225,3.0973999999999999,361210,332560,361100,390290,0.16141,0.14782000000000001,0.15984000000000001,0.17891000000000001,8.3390000000000004,6.4824999999999999,8.4016000000000002,10,61.06,33.021999999999998,67.233999999999995,81.995999999999995]
[18.5,0.19824,0.19721,0.2,0.2,6.2180999999999997,4.7586000000000004,6.1185,7.8650000000000002,52854,42430,52300,65004,25.675999999999998,22.024999999999999,25.72,29.172999999999998,100,100,100,100,19.984999999999999,19.274999999999999,20.036000000000001,20.638000000000002,0.31733,0.29764000000000002,0.31728000000000001,0.33689000000000002,143680,119140,140550,173900,0.83187999999999995,0.31068000000000001,0.81444000000000005,1.3995,26962,22713,26175,32304,24.518999999999998,12.417,22.488,38.423999999999999,3.8902000000000001,3.5087000000000002,3.8995000000000002,4.2542,57.792000000000002,23.873999999999999,39.716999999999999,121.82,919.5,811.07,917.62,1021.4,39.064,23.774999999999999,39.189,53.707000000000001,23124,21219,23189,24858,122090,112590,121930,132100,206.56,145.19999999999999,212.71,274.88,70294,64420,69908,76095,319.57,199.63,312.32,457.46,24.45,20.535,24.571999999999999,28.013000000000002,9.1280999999999999,7.6976000000000004,9.1011000000000006,10.611000000000001,2.5320999999999998,2.0272999999999999,2.4807999999999999,3.0432999999999999,356840,328380,356970,384770,0.15942000000000001,0.14588999999999999,0.15756999999999999,0.17546,8.2543000000000006,6.3978999999999999,8.2910000000000004,10,60.817,33.021999999999998,66.741,81.644000000000005]
[18.583300000000001,0.19808000000000001,0.19572000000000001,0.2,0.2,6.2180999999999997,4.7586000000000004,6.1185,7.8650000000000002,52854,42430,52300,65004,25.44,21.998000000000001,25.623000000000001,28.923999999999999,100,100,100,100,19.959,19.225999999999999,20.004999999999999,20.672000000000001,0.31483,0.29442000000000002,0.31420999999999999,0.33445999999999998,142780,117550,140180,172480,0.82789000000000001,0.31068000000000001,0.80710999999999999,1.3774,26809,22578,26045,32054,24.43,12.321,22.234999999999999,38.466000000000001,3.8412999999999999,3.4590000000000001,3.8500999999999999,4.1919000000000004,57.793999999999997,23.873999999999999,39.716999999999999,121.82,908.66,797.73,908.66,1012.4,39.064,23.774999999999999,39.189,53.707000000000001,22848,21005,22874,24604,121480,112260,121200,131660,206.56,145.19999999999999,212.71,274.88,69582,63750,69325,75521,318.8,199.26,312.52,457.01,24.085999999999999,20.091999999999999,24.248999999999999,27.495999999999999,9.0540000000000003,7.6981999999999999,8.9826999999999995,10.555999999999999,2.5085999999999999,2.0125000000000002,2.4432999999999998,3.0246,354450,325830,353670,384230,0.15795999999999999,0.14433000000000001,0.15622,0.17452000000000001,8.1913999999999998,6.3371000000000004,8.2126999999999999,10,60.697000000000003,33.021999999999998,66.796999999999997,81.643000000000001]
[18.666699999999999,0.19813,0.19574,0.2,0.2,6.2180999999999997,4.7586000000000004,6.1185,7.8650000000000002,52854,42430,52300,65004,25.713999999999999,22.032,25.748999999999999,29.486000000000001,100,100,100,100,20.061,19.292999999999999,20.106999999999999,20.800999999999998,0.31586999999999998,0.29559999999999997,0.31508999999999998,0.33617000000000002,144400,118580,141810,174820,0.83452999999999999,0.31068000000000001,0.81733999999999996,1.39,26967,22514,26139,32185,24.658999999999999,12.548999999999999,22.48,38.979999999999997,3.8571,3.4714999999999998,3.8546,4.2207999999999997,57.793999999999997,23.873999999999999,39.716999999999999,121.82,915.84,802.21,916.91,1025.4000000000001,39.064,23.774999999999999,39.189,53.707000000000001,22936,21032,22951,24859,122210,112570,121890,132600,206.56,145.19999999999999,212.71,274.88,69900,63910,69616,76432,320.89,200.98,314.14,458.97,24.257000000000001,20.183,24.323,27.824999999999999,9.1347000000000005,7.6957000000000004,9.0401000000000007,10.680999999999999,2.5308999999999999,2.0099,2.4676,3.0438999999999998,356580,324640,356100,387850,0.15801999999999999,0.14430000000000001,0.15653,0.17524000000000001,8.1983999999999995,6.3429000000000002,8.2425999999999995,10,61.142000000000003,33.021999999999998,67.126000000000005,81.894000000000005]
[18.75,0.19818,0.19642000000000001,0.2,0.2,6.2180999999999997,4.7586000000000004,6.1185,7.8650000000000002,52854,42430,52300,65004,26.106000000000002,22.206,25.983000000000001,29.922000000000001,100,100,100,100,20.132000000000001,19.390999999999998,20.158999999999999,20.838000000000001,0.31767000000000001,0.29621999999999998,0.31680000000000003,0.3392,146530,120350,143910,178150,0.84136999999999995,0.31068000000000001,0.82316,1.4061999999999999,27201,22876,26340,32390,24.934999999999999,12.686,22.744,39.709000000000003,3.8887,3.5021,3.8771,4.2843,57.793999999999997,23.873999999999999,39.716999999999999,121.82,927.1,811.19,925.06,1040.0999999999999,39.064,23.774999999999999,39.189,53.707000000000001,23109,21142,23123,25092,123200,113240,122690,133800,206.56,145.19999999999999,212.71,274.88,70471,64217,70231,77351,322.92,202.55,315.58999999999997,460.38,24.559000000000001,20.344999999999999,24.58,28.58,9.2483000000000004,7.7439999999999998,9.1626999999999992,10.909000000000001,2.5638000000000001,2.0238,2.4994000000000001,3.1151,359660,326450,359170,392580,0.1585,0.14444000000000001,0.15723000000000001,0.17577999999999999,8.2212999999999994,6.3616000000000001,8.2705000000000002,10,61.404000000000003,33.021999999999998,67.489999999999995,82.99]
[18.833300000000001,0.19800999999999999,0.19464999999999999,0.2,0.2,6.2180999999999997,4.7586000000000004,6.1185,7.8650000000000002,52854,42430,52300,65004,25.93,22.079000000000001,25.757000000000001,29.835999999999999,100,100,100,100,20.056999999999999,19.315000000000001,20.093,20.786999999999999,0.31580999999999998,0.29370000000000002,0.31524999999999997,0.33815000000000001,145970,119430,143440,177000,0.83792,0.31068000000000001,0.81981999999999999,1.3974,27114,22789,26190,32335,24.884,12.698,22.655000000000001,39.701000000000001,3.8519999999999999,3.4552,3.8330000000000002,4.2594000000000003,57.793999999999997,23.873999999999999,39.716999999999999,121.82,920.58,804.3,917.53,1043.3,39.064,23.774999999999999,39.189,53.707000000000001,22916,20871,22869,25043,122820,112520,122260,133830,206.56,145.19999999999999,212.71,274.88,70027,63547,69601,77219,322.35000000000002,203.63,313.70999999999998,458.46,24.286999999999999,19.981999999999999,24.295000000000002,28.33,9.2025000000000006,7.6749000000000001,9.0989000000000004,10.888999999999999,2.5487000000000002,2.0156999999999998,2.4826999999999999,3.1015000000000001,358060,324720,357390,392690,0.15723000000000001,0.14293,0.15564,0.17484,8.1679999999999993,6.3022999999999998,8.1850000000000005,10,61.286999999999999,33.021999999999998,67.257999999999996,82.661000000000001]
[18.916699999999999,0.19789999999999999,0.19378999999999999,0.2,0.2,6.2180999999999997,4.7586000000000004,6.1185,7.8650000000000002,52854,42430,52300,65004,25.891999999999999,22.055,25.762,29.945,100,100,100,100,20.052,19.303999999999998,20.094999999999999,20.805,0.31495000000000001,0.29197000000000001,0.31452999999999998,0.33756999999999998,146150,119480,143520,178310,0.83721000000000001,0.31068000000000001,0.81938999999999995,1.3959999999999999,27125,22823,26210,32432,24.884,12.688000000000001,22.638999999999999,39.787999999999997,3.8325,3.4270999999999998,3.8056000000000001,4.2530000000000001,57.793999999999997,23.873999999999999,39.716999999999999,121.82,918.03,798.67,913.95,1048.2,39.064,23.774999999999999,39.189,53.707000000000001,22819,20715,22743,25067,122830,112090,122130,133980,206.56,145.19999999999999,212.71,274.88,69893,63241,69461,77395,322.31,204,314.06,458.17,24.175000000000001,19.815999999999999,24.100999999999999,28.376999999999999,9.1859999999999999,7.6271000000000004,9.0475999999999992,10.875999999999999,2.5468000000000002,2.0074000000000001,2.4750999999999999,3.1164999999999998,357820,324000,356930,393390,0.15640999999999999,0.14166000000000001,0.15487000000000001,0.17422000000000001,8.1348000000000003,6.2462999999999997,8.1447000000000003,10,61.28,33.021999999999998,67.349999999999994,82.825000000000003]
[19,0.1978,0.19303999999999999,0.2,0.2,6.2180999999999997,4.7586000000000004,6.1185,7.8650000000000002,52854,42430,52300,65004,25.831,21.978999999999999,25.745000000000001,30.125,100,100,100,100,20.041,19.266999999999999,20.077999999999999,20.811,0.31397000000000003,0.29094999999999999,0.31347000000000003,0.33665,146220,119530,143490,179610,0.83638000000000001,0.31068000000000001,0.81969999999999998,1.4021999999999999,27132,22809,26236,32530,24.832999999999998,12.673,22.585999999999999,39.765000000000001,3.8098999999999998,3.4077999999999999,3.7841,4.2404999999999999,57.793999999999997,23.873999999999999,39.716999999999999,121.82,913.52,794.99,910.96,1043.3,39.064,23.774999999999999,39.189,53.707000000000001,22709,20621,22634,25014,122810,112030,122090,133760,206.56,145.19999999999999,212.71,274.88,69747,63059,69241,77299,321.97000000000003,203.76,313.47000000000003,458.03,24.055,19.63,23.922000000000001,28.369,9.1510999999999996,7.6097999999999999,9.0046999999999997,10.827999999999999,2.5432999999999999,2.0041000000000002,2.4699,3.1139999999999999,357490,323640,356500,393090,0.15548999999999999,0.14050000000000001,0.15409999999999999,0.17302999999999999,8.0961999999999996,6.1783999999999999,8.0937000000000001,10,61.292000000000002,33.021999999999998,67.111999999999995,83.046999999999997]
[19.083300000000001,0.1976,0.19172,0.2,0.2,6.2180999999999997,4.7586000000000004,6.1185,7.8650000000000002,52854,42430,52300,65004,25.582999999999998,21.719000000000001,25.475999999999999,29.832000000000001,100,100,100,100,19.995000000000001,19.181999999999999,20.04,20.792000000000002,0.31168000000000001,0.28926000000000002,0.31151000000000001,0.33450999999999997,145320,118270,142710,179710,0.83209,0.31068000000000001,0.81833999999999996,1.3938999999999999,27022,22654,26192,32471,24.658999999999999,12.57,22.510999999999999,39.326999999999998,3.7635000000000001,3.3601000000000001,3.7399,4.2022000000000004,57.793999999999997,23.873999999999999,39.716999999999999,121.82,902.46,782.09,899.76,1038.2,39.064,23.774999999999999,39.189,53.707000000000001,22471,20341,22410,24732,122290,111650,121700,133550,206.56,145.19999999999999,212.71,274.88,69236,62583,68856,76877,320.7,202.1,312.33999999999997,457.26,23.747,19.428999999999998,23.581,28.201000000000001,9.0577000000000005,7.5118,8.9182000000000006,10.71,2.5222000000000002,1.9771000000000001,2.4468999999999999,3.0964999999999998,355500,322670,353700,391380,0.15389,0.13874,0.15240999999999999,0.1709,8.0289000000000001,6.0872000000000002,8.0386000000000006,10,61.203000000000003,33.021999999999998,67.111999999999995,82.563999999999993]
[19.166699999999999,0.19750000000000001,0.19209000000000001,0.2,0.2,6.2180999999999997,4.7586000000000004,6.1185,7.8650000000000002,52854,42430,52300,65004,25.445,21.762,25.361999999999998,29.579000000000001,100,100,100,100,19.992999999999999,19.155999999999999,20.042999999999999,20.824000000000002,0.31029000000000001,0.28864000000000001,0.30985000000000001,0.33267000000000002,144970,118230,142460,179040,0.83084999999999998,0.31068000000000001,0.81144000000000005,1.3987000000000001,27000,22646,26142,32421,24.558,12.515000000000001,22.373000000000001,38.994999999999997,3.7323,3.3548,3.7050999999999998,4.1445999999999996,57.793999999999997,23.873999999999999,39.716999999999999,121.82,895.43,778.37,893.54,1023.1,39.064,23.774999999999999,39.189,53.707000000000001,22323,20332,22253,24550,122110,111500,121690,133050,206.56,145.19999999999999,212.71,274.88,68993,62535,68493,76410,319.99,200.78,312.38,456.63,23.561,19.324000000000002,23.396000000000001,27.882999999999999,8.9986999999999995,7.4892000000000003,8.9001000000000001,10.651999999999999,2.512,1.9813000000000001,2.4470999999999998,3.0771000000000002,354600,322600,353550,390550,0.15273999999999999,0.13774,0.15101999999999999,0.16955000000000001,7.9819000000000004,6.0484,7.9889000000000001,9.9710999999999999,61.238999999999997,33.021999999999998,67.349999999999994,82.486000000000004]
[19.25,0.19747000000000001,0.19194,0.2,0.2,6.2180999999999997,4.7586000000000004,6.1185,7.8650000000000002,52854,42430,52300,65004,25.411000000000001,21.867999999999999,25.318999999999999,29.346,100,100,100,100,20.010000000000002,19.141999999999999,20.065000000000001,20.847999999999999,0.30970999999999999,0.28886000000000001,0.30930999999999997,0.33163999999999999,145200,118860,142690,178460,0.83128000000000002,0.31068000000000001,0.81245999999999996,1.3994,27052,22781,26202,32440,24.516999999999999,12.467000000000001,22.298999999999999,38.673000000000002,3.7153999999999998,3.3391999999999999,3.6819999999999999,4.1196000000000002,57.793999999999997,23.873999999999999,39.716999999999999,121.82,891.89,776.77,890.52,1017.5,39.064,23.774999999999999,39.189,53.707000000000001,22253,20355,22139,24406,122230,111780,121830,132950,206.56,145.19999999999999,212.71,274.88,68990,62521,68532,76104,319.76,199.95,312.49,457.16,23.486999999999998,19.411999999999999,23.245000000000001,27.850999999999999,8.9718999999999998,7.4767999999999999,8.8513000000000002,10.641,2.5131000000000001,1.9783999999999999,2.4453999999999998,3.0767000000000002,354780,323320,353060,390230,0.15207000000000001,0.13741,0.15001,0.16880999999999999,7.9537000000000004,6.0321999999999996,7.9789000000000003,9.9553999999999991,61.316000000000003,33.021999999999998,67.531000000000006,82.716999999999999]
[19.333300000000001,0.19766,0.19373000000000001,0.2,0.2,6.2180999999999997,4.7586000000000004,6.1185,7.8650000000000002,52854,42430,52300,65004,25.655999999999999,22.181000000000001,25.5,29.45,100,100,100,100,20.088000000000001,19.274999999999999,20.145,20.881,0.31131999999999999,0.29124,0.31062000000000001,0.33288000000000001,146850,120630,143540,179680,0.83621999999999996,0.31068000000000001,0.82093000000000005,1.4159999999999999,27309,22988,26467,32681,24.645,12.504,22.446000000000002,38.731999999999999,3.7382,3.3626999999999998,3.7035999999999998,4.1509,57.793999999999997,23.873999999999999,39.716999999999999,121.82,897.7,781.18,893.65,1019.5,39.064,23.774999999999999,39.189,53.707000000000001,22387,20410,22250,24474,123130,112810,122700,134000,206.56,145.19999999999999,212.71,274.88,69602,63240,69178,76630,320.87,200.59,313.77999999999997,459.02,23.695,19.702999999999999,23.492999999999999,27.940999999999999,9.032,7.5678999999999998,8.9056999999999995,10.691000000000001,2.5413999999999999,1.9964,2.4674,3.1013999999999999,357500,325820,355500,392020,0.15306,0.13864000000000001,0.15076000000000001,0.16983000000000001,7.9867999999999997,6.0666000000000002,8.0138999999999996,10,61.508000000000003,33.021999999999998,67.635000000000005,83.260999999999996]
[19.416699999999999,0.19788,0.19564000000000001,0.2,0.2,6.2180999999999997,4.7586000000000004,6.1185,7.8650000000000002,52854,42430,52300,65004,25.971,22.456,25.803999999999998,29.849,100,100,100,100,20.137,19.352,20.187999999999999,20.869,0.31336999999999998,0.29316999999999999,0.31278,0.33495000000000003,148750,122130,145260,181350,0.84148999999999996,0.31068000000000001,0.82430999999999999,1.4180999999999999,27603,23246,26784,33057,24.83,12.585000000000001,22.744,39.216999999999999,3.7713000000000001,3.3996,3.7403,4.1623000000000001,57.793999999999997,23.873999999999999,39.716999999999999,121.82,905.32,792.12,902.99,1022.7,39.064,23.774999999999999,39.189,53.707000000000001,22569,20625,22431,24564,124170,113600,123850,135240,206.56,145.19999999999999,212.71,274.88,70333,64054,70100,77497,322.41000000000003,199.89,316.17,461.91,23.956,20.148,23.800999999999998,28.289000000000001,9.1196000000000002,7.6531000000000002,8.9785000000000004,10.853999999999999,2.5743999999999998,2.0137999999999998,2.5104000000000002,3.1265000000000001,360570,329490,358510,395680,0.15457000000000001,0.14008000000000001,0.15206,0.17129,8.0379000000000005,6.1349999999999998,8.0961999999999996,10,61.679000000000002,33.021999999999998,68.052000000000007,83.337999999999994]
[19.5,0.19794,0.19625999999999999,0.2,0.2,6.2180999999999997,4.7586000000000004,6.1185,7.8650000000000002,52854,42430,52300,65004,26.032,22.503,25.78,29.881,100,100,100,100,20.131,19.367999999999999,20.190000000000001,20.829000000000001,0.31368000000000001,0.29354000000000002,0.31264999999999998,0.33492,149300,122860,146120,181610,0.84230000000000005,0.31068000000000001,0.82516,1.4149,27719,23389,26879,33219,24.908999999999999,12.659000000000001,22.715,39.267000000000003,3.7744,3.4127999999999998,3.7435,4.1695000000000002,57.793999999999997,23.873999999999999,39.716999999999999,121.82,906.6,791.86,904.68,1026.2,39.064,23.774999999999999,39.189,53.707000000000001,22595,20743,22435,24646,124490,113860,124390,135350,206.56,145.19999999999999,212.71,274.88,70560,64196,70167,77542,323.22000000000003,201.31,318.63,461.91,23.943000000000001,20.178000000000001,23.753,28.166,9.1550999999999991,7.6257999999999999,9.0252999999999997,10.91,2.5825,2.0337999999999998,2.5266000000000002,3.1419999999999999,361270,329950,359050,396710,0.15493999999999999,0.14061999999999999,0.15226999999999999,0.17269999999999999,8.0475999999999992,6.1360000000000001,8.1311,10,61.715000000000003,33.021999999999998,68.143000000000001,83.509]
[19.583300000000001,0.19781000000000001,0.19513,0.2,0.2,6.2180999999999997,4.7586000000000004,6.1185,7.8650000000000002,52854,42430,52300,65004,25.808,22.273,25.538,29.756,100,100,100,100,20.088000000000001,19.298999999999999,20.155000000000001,20.835000000000001,0.31180999999999998,0.29110999999999998,0.31092999999999998,0.33417000000000002,148380,122050,144710,179780,0.83828999999999998,0.31068000000000001,0.82271000000000005,1.4157999999999999,27621,23278,26776,32950,24.832999999999998,12.776999999999999,22.748999999999999,39.218000000000004,3.7391000000000001,3.3757000000000001,3.7202000000000002,4.1688000000000001,57.793999999999997,23.873999999999999,39.716999999999999,121.82,899.24,781.74,895.24,1018.4,39.064,23.774999999999999,39.189,53.707000000000001,22419,20565,22301,24524,123970,113180,123870,135000,206.56,145.19999999999999,212.71,274.88,70149,63845,69862,77113,322.69,200.33,317.02999999999997,461.34,23.641999999999999,19.928000000000001,23.408000000000001,28.004000000000001,9.1076999999999995,7.5564,9.0345999999999993,10.86,2.5626000000000002,2.0209000000000001,2.4969000000000001,3.1072000000000002,359310,328290,356840,394210,0.15387999999999999,0.14008000000000001,0.15118999999999999,0.17191000000000001,8.0058000000000007,6.0768000000000004,8.0706000000000007,10,61.612000000000002,33.021999999999998,68.105999999999995,83.221999999999994]
[19.666699999999999,0.19788,0.19650000000000001,0.2,0.2,6.2180999999999997,4.7586000000000004,6.1185,7.8650000000000002,52854,42430,52300,65004,26.081,22.448,25.791,30.187000000000001,100,100,100,100,20.155999999999999,19.352,20.218,20.873000000000001,0.31346000000000002,0.29237000000000002,0.31284000000000001,0.33667999999999998,149920,123000,146150,181620,0.84250000000000003,0.31068000000000001,0.82787999999999995,1.4333,27857,23470,27014,33072,25.07,12.797000000000001,22.82,39.664999999999999,3.7669000000000001,3.3795000000000002,3.7480000000000002,4.2092999999999998,57.793999999999997,23.873999999999999,39.716999999999999,121.82,910,784.6,905.83,1032.7,39.064,23.774999999999999,39.189,53.707000000000001,22609,20648,22467,24748,124800,113900,124760,136300,206.56,145.19999999999999,212.71,274.88,70839,64175,70426,77701,324.37,201.68,319.58,460.91,23.86,20.084,23.579000000000001,28.376000000000001,9.2159999999999993,7.6460999999999997,9.1417999999999999,11.006,2.5880999999999998,2.0507,2.5198999999999998,3.153,361920,330680,359410,397140,0.15434,0.14055999999999999,0.15148,0.17299,8.0313999999999997,6.1192000000000002,8.0911000000000008,10,61.728999999999999,33.021999999999998,67.989000000000004,83.599000000000004]
[19.75,0.19797000000000001,0.19797999999999999,0.2,0.2,6.2180999999999997,4.7586000000000004,6.1185,7.8650000000000002,52854,42430,52300,65004,26.44,22.738,26.047000000000001,30.58,100,100,100,100,20.18,19.440000000000001,20.242999999999999,20.88,0.31568000000000002,0.29391,0.31468000000000002,0.33894999999999997,151870,124400,148510,184180,0.84779000000000004,0.31068000000000001,0.82987999999999995,1.4478,28153,23730,27269,33483,25.343,12.888999999999999,23.004000000000001,40.365000000000002,3.8054999999999999,3.4125000000000001,3.7835000000000001,4.2411000000000003,57.793999999999997,23.873999999999999,39.716999999999999,121.82,923.34,798.17,918.11,1047.7,39.064,23.774999999999999,39.189,53.707000000000001,22860,20757,22707,25050,125840,114590,125960,137880,206.56,145.19999999999999,212.71,274.88,71724,64719,71557,78808,326.25,203.55,321.98,463.47,24.17,20.32,23.745999999999999,28.666,9.3462999999999994,7.7572000000000001,9.2406000000000006,11.196999999999999,2.6215000000000002,2.0695000000000001,2.5400999999999998,3.2134,365300,332960,363410,401470,0.15509999999999999,0.14088000000000001,0.15207999999999999,0.17408999999999999,8.0698000000000008,6.1688999999999998,8.1577999999999999,10,61.834000000000003,33.021999999999998,68.105999999999995,83.649000000000001]
[19.833300000000001,0.19783000000000001,0.19742000000000001,0.2,0.2,6.2180999999999997,4.7586000000000004,6.1185,7.8650000000000002,52854,42430,52300,65004,26.225000000000001,22.463999999999999,25.829000000000001,30.495999999999999,100,100,100,100,20.103999999999999,19.318000000000001,20.167000000000002,20.83,0.31398999999999999,0.29202,0.31330000000000002,0.33794000000000002,150990,123600,147140,183160,0.84465999999999997,0.31068000000000001,0.82706000000000002,1.4279999999999999,28071,23559,27060,33398,25.271999999999998,12.928000000000001,23.033999999999999,40.408999999999999,3.7721,3.3515000000000001,3.7561,4.2355,57.793999999999997,23.873999999999999,39.716999999999999,121.82,916.82,789.6,911.41,1043,39.064,23.774999999999999,39.189,53.707000000000001,22705,20535,22547,25098,125400,114020,125470,137750,206.56,145.19999999999999,212.71,274.88,71392,64135,71082,78764,325.73,202.65,321.04000000000002,463.14,23.896999999999998,20.085999999999999,23.545000000000002,28.489000000000001,9.2998999999999992,7.6993,9.1841000000000008,11.19,2.6034999999999999,2.0598999999999998,2.5167000000000002,3.1972,363590,330290,361150,400260,0.15398000000000001,0.13936999999999999,0.1512,0.17315,8.0273000000000003,6.1241000000000003,8.1069999999999993,10,61.744999999999997,33.021999999999998,67.989000000000004,83.71]
[19.916699999999999,0.19775999999999999,0.19719,0.2,0.2,6.2180999999999997,4.7586000000000004,6.1185,7.8650000000000002,52854,42430,52300,65004,26.149000000000001,22.353999999999999,25.731999999999999,30.404,100,100,100,100,20.105,19.28,20.184999999999999,20.847000000000001,0.31324999999999997,0.29004999999999997,0.31286000000000003,0.33789999999999998,150860,123180,147210,183380,0.84333999999999998,0.31068000000000001,0.82562000000000002,1.4182999999999999,28086,23471,27045,33446,25.25,12.959,23.036999999999999,40.302,3.7551999999999999,3.3254000000000001,3.7370999999999999,4.2352999999999996,57.793999999999997,23.873999999999999,39.716999999999999,121.82,914.2,785.2,907.72,1041.3,39.064,23.774999999999999,39.189,53.707000000000001,22648,20428,22510,25163,125330,113600,125420,137850,206.56,145.19999999999999,212.71,274.88,71377,64012,71255,78995,325.60000000000002,202.48,320.58999999999997,463.76,23.777999999999999,19.768000000000001,23.448,28.634,9.2852999999999994,7.6867999999999999,9.1709999999999994,11.236000000000001,2.5989,2.0615000000000001,2.5110999999999999,3.2065000000000001,363240,328510,360600,401210,0.15329999999999999,0.13866999999999999,0.15057000000000001,0.17247000000000001,8.0020000000000007,6.1024000000000003,8.0761000000000003,10,61.710999999999999,33.021999999999998,67.989000000000004,83.572000000000003]
[20,0.19769,0.19614000000000001,0.2,0.2,6.2180999999999997,4.7586000000000004,6.1185,7.8650000000000002,52854,42430,52300,65004,26.047000000000001,22.248999999999999,25.591000000000001,30.308,100,100,100,100,20.093,19.238,20.178000000000001,20.847000000000001,0.31236000000000003,0.28927000000000003,0.31209999999999999,0.33672000000000002,150610,123000,147130,183250,0.84201999999999999,0.31068000000000001,0.82747999999999999,1.4198999999999999,28091,23447,27079,33498,25.181000000000001,12.935,22.984000000000002,40.365000000000002,3.7345999999999999,3.2982,3.7098,4.2080000000000002,57.793999999999997,23.873999999999999,39.716999999999999,121.82,909.36,781.49,903.47,1037.9000000000001,39.064,23.774999999999999,39.189,53.707000000000001,22570,20339,22472,25076,125220,113410,125170,137780,206.56,145.19999999999999,212.71,274.88,71323,63909,71199,78984,325.13,202.38,319.94,462.93,23.646999999999998,19.661999999999999,23.236000000000001,28.431999999999999,9.2504000000000008,7.6439000000000004,9.1067999999999998,11.191000000000001,2.5924999999999998,2.0550999999999999,2.5047000000000001,3.2006000000000001,362740,327730,360090,399600,0.15251000000000001,0.13805000000000001,0.14982000000000001,0.17152000000000001,7.9703999999999997,6.0644999999999998,8.0413999999999994,10,61.686999999999998,33.021999999999998,67.813000000000002,83.549000000000007]
[20.166699999999999,0.19993,0.2,0.2,0.2,6.2180999999999997,4.7586000000000004,6.1185,7.8650000000000002,52854,42430,52300,65004,32.941000000000003,28.189,32.366,38.353000000000002,100,100,100,100,18.922000000000001,18.318999999999999,18.948,19.515000000000001,0.39172000000000001,0.37339,0.4,0.4,189570,154770,185250,230240,0.92078000000000004,0.31068000000000001,0.88649999999999995,1.5736000000000001,35356,29540,34068,42057,29.581,14.286,26.56,48.378,4.8090000000000002,4.2525000000000004,4.7796000000000003,5.4147999999999996,57.793999999999997,23.873999999999999,39.716999999999999,121.82,1133.7,974.24,1124.7,1296.2,39.064,23.774999999999999,39.189,53.707000000000001,28316,25473,28179,31448,157730,142950,157660,173860,206.56,145.19999999999999,212.71,274.88,89551,80036,89537,99036,351.92,218.85,347.74,485.93,29.466000000000001,24.347000000000001,28.911000000000001,35.345999999999997,11.946,9.8338999999999999,11.772,14.349,3.3395000000000001,2.6604999999999999,3.2364000000000002,4.1189999999999998,455780,412530,452120,502290,0.18998000000000001,0.17662,0.19181000000000001,0.2,9.3053000000000008,7.7312000000000003,10,10,62.517000000000003,33.021999999999998,68.597999999999999,85.227999999999994]
[20.916699999999999,0.18379000000000001,0.17391999999999999,0.18437000000000001,0.19238,6.2180999999999997,4.7586000000000004,6.1185,7.8650000000000002,51380,41660,50672,62615,29.547000000000001,25.349,29.123000000000001,34.148000000000003,95.25,89.051000000000002,96.262,100,16.812999999999999,15.904,16.888999999999999,17.582999999999998,0.36413000000000001,0.33911000000000002,0.36662,0.38766,158450,128880,155770,193330,0.84591000000000005,0.30943999999999999,0.81699999999999995,1.458,29052,24352,28224,34568,24.529,12.125,22.001999999999999,39.930999999999997,4.3479000000000001,3.7759,4.3208000000000002,4.9683999999999999,51.603999999999999,22.672000000000001,37.237000000000002,103.84,928.71,797.76,924.05,1067,39.064,23.774999999999999,39.189,53.707000000000001,23775,21364,23667,26296,130080,116610,130070,143590,206.56,145.19999999999999,212.71,274.88,73362,65014,72959,81767,295.20999999999998,184.8,290,410.35,24.050999999999998,19.838999999999999,23.745000000000001,28.954999999999998,11.112,9.0531000000000006,10.93,13.551,3.0255999999999998,2.3855,2.9369999999999998,3.7132999999999998,374330,337060,373110,416220,0.17193,0.15654000000000001,0.17218,0.18811,8.2433999999999994,6.7839,8.5574999999999992,9.2157999999999998,57.77,31.957000000000001,62.383000000000003,77.206000000000003]
[22,0.16270000000000001,0.15004999999999999,0.16259999999999999,0.17663000000000001,6.2180999999999997,4.7586000000000004,6.1185,7.8650000000000002,50507,41425,49855,61293,26.081,22.841000000000001,25.841999999999999,29.681000000000001,91.596000000000004,81.061000000000007,92.022000000000006,100,13.695,12.742000000000001,13.712999999999999,14.702,0.33544000000000002,0.30582999999999999,0.33515,0.36527999999999999,125140,103450,123120,150630,0.76724000000000003,0.30460999999999999,0.75026000000000004,1.282,22261,18647,21699,26419,18.806000000000001,9.6098999999999997,16.899999999999999,30.181000000000001,3.8668,3.3172000000000001,3.8487,4.4668999999999999,41.430999999999997,19.390999999999998,31.163,81.334000000000003,708.5,598.41,705.94,808.32,39.064,23.774999999999999,39.189,53.707000000000001,18943,17018,18928,20795,100310,89911,100900,110810,206.56,145.19999999999999,212.71,274.88,55953,49756,55976,61748,225.3,144.43,221.77,312.98,18.238,15.02,18.067,21.922000000000001,10.292,8.3890999999999991,10.195,12.5,2.6999,2.1495000000000002,2.6374,3.2717000000000001,286880,258270,285900,317140,0.15168999999999999,0.13589000000000001,0.15160000000000001,0.16843,6.9917999999999996,5.8144,7.1508000000000003,7.9333999999999998,52.156999999999996,31.504999999999999,54.694000000000003,68.881]
[22.5,0.15720000000000001,0.14427000000000001,0.15731999999999999,0.1696,6.2180999999999997,4.7586000000000004,6.1185,7.8650000000000002,51199,42023,50598,62161,24.942,22.120999999999999,24.731000000000002,28.035,92.799000000000007,81.19,95.43,99.953000000000003,12.646000000000001,11.823,12.657,13.473000000000001,0.32893,0.30035000000000001,0.32952999999999999,0.35550999999999999,113520,94594,111020,135570,0.74931000000000003,0.30096000000000001,0.74238999999999999,1.2333000000000001,19850,16708,19366,23466,16.760999999999999,8.6514000000000006,15.096,26.986999999999998,3.7456999999999998,3.2261000000000002,3.7298,4.2769000000000004,37.924999999999997,18.611999999999998,29.045000000000002,73.284000000000006,628.86,535.45000000000005,626.69000000000005,716.3,39.064,23.774999999999999,39.189,53.707000000000001,17216,15590,17181,18874,89794,80464,90015,99026,206.56,145.19999999999999,212.71,274.88,49710,44154,49736,54930,200.16,129.19,198.25,277.14,16.143999999999998,13.372999999999999,15.981,19.265999999999998,10.099,8.2766999999999999,10.004,12.037000000000001,2.6208999999999998,2.1128,2.5594999999999999,3.1684000000000001,255560,230560,255370,281600,0.14674999999999999,0.13170000000000001,0.14652000000000001,0.16205,6.6189,5.5476000000000001,6.7629000000000001,7.4725999999999999,50.902000000000001,31.451000000000001,53.210999999999999,66.451999999999998]
[23.25,0.14748,0.13455,0.14821000000000001,0.16062000000000001,6.2180999999999997,4.7586000000000004,6.1185,7.8650000000000002,51110,41946,50232,61631,23.494,21.126999999999999,23.401,26.151,92.22,79.501999999999995,95.28,100,11.215,10.359,11.199,12.055,0.31759999999999999,0.28888999999999998,0.31979999999999997,0.34570000000000001,98308,82239,96220,116470,0.71614999999999995,0.29833999999999999,0.70740999999999998,1.1624000000000001,16664,14108,16227,19684,14.132,7.4584000000000001,12.824,22.413,3.5447000000000002,2.9853000000000001,3.5606,4.0496999999999996,33.063000000000002,16.843,25.913,62.293999999999997,526.49,452.88,523.65,598.4,39.064,23.774999999999999,39.189,53.707000000000001,15000,13635,14954,16355,75943,67708,76020,84321,206.56,145.19999999999999,212.71,274.88,41596,36988,41502,45942,168.03,109.49,166.04,231.14,13.475,11.247999999999999,13.348000000000001,15.976000000000001,9.7852999999999994,8.0680999999999994,9.6496999999999993,11.742000000000001,2.4889999999999999,1.9814000000000001,2.4710999999999999,2.9872000000000001,215120,193280,215020,238390,0.13700000000000001,0.12093,0.13716999999999999,0.15261,6.0342000000000002,5.077,6.0926,6.8696000000000002,48.62,30.620999999999999,50.341000000000001,63.253]
[23.666699999999999,0.14161000000000001,0.12814,0.14138000000000001,0.15558,6.2180999999999997,4.7586000000000004,6.1185,7.8650000000000002,50534,41374,49884,60776,22.498999999999999,20.274999999999999,22.396999999999998,24.908999999999999,90.293999999999997,77.131,92.751999999999995,100,10.382,9.4716000000000005,10.379,11.247,0.30726999999999999,0.27544999999999997,0.30870999999999998,0.33685999999999999,89756,75016,87970,106090,0.68655999999999995,0.29836000000000001,0.67518999999999996,1.1034999999999999,14976,12677,14561,17696,12.696999999999999,6.7838000000000003,11.504,20.227,3.3872,2.8754,3.3797000000000001,3.8641999999999999,30.271999999999998,15.805,24.018999999999998,55.241999999999997,471.94,405.53,469.1,538.30999999999995,39.064,23.774999999999999,39.189,53.707000000000001,13759,12541,13726,15005,68342,60838,68145,75975,206.56,145.19999999999999,212.71,274.88,37207,33279,37183,41282,150.55000000000001,98.704999999999998,148.25,204.47,12.034000000000001,10.053000000000001,11.875,14.304,9.4392999999999994,7.7145000000000001,9.3224999999999998,11.35,2.3816999999999999,1.8879999999999999,2.3683000000000001,2.8416999999999999,193100,174580,191700,213500,0.13175999999999999,0.11591,0.13183,0.14712,5.6982999999999997,4.7925000000000004,5.7293000000000003,6.5125000000000002,46.634999999999998,30.209,48.2,59.918999999999997]
[24.833300000000001,0.12906000000000001,0.11461,0.12873999999999999,0.14427999999999999,6.2180999999999997,4.7586000000000004,6.1185,7.8650000000000002,49988,41254,49360,60149,20.702999999999999,18.715,20.608000000000001,22.63,88.231999999999999,73.903000000000006,89.754999999999995,100,8.6274999999999995,7.7218,8.6260999999999992,9.5440000000000005,0.2893,0.25716,0.28946,0.32071,71846,61265,71028,83899,0.63305999999999996,0.28976000000000002,0.60850000000000004,1.0084,11302,9573.2000000000007,11090,13255,9.6847999999999992,5.4888000000000003,8.7498000000000005,15.198,3.0933999999999999,2.5775000000000001,3.1006999999999998,3.5918000000000001,24.289000000000001,13.564,19.852,41.820999999999998,356,305.54000000000002,357.08,405.36,39.064,23.774999999999999,39.189,53.707000000000001,11167,10223,11185,12113,51941,45832,51695,58695,206.56,145.19999999999999,212.71,274.88,27782,24628,27743,30919,113.88,75.813000000000002,112,153.16,9.0249000000000006,7.5712999999999999,8.9551999999999996,10.648999999999999,8.8421000000000003,7.2130000000000001,8.7142999999999997,10.663,2.1930999999999998,1.7182999999999999,2.1749999999999998,2.6968000000000001,146170,131210,145820,161400,0.11957,0.10219,0.11958000000000001,0.13722000000000001,4.97,4.0829000000000004,4.9988999999999999,5.7439999999999998,43.081000000000003,29.196999999999999,43.908999999999999,55.226999999999997]
[25.166699999999999,0.12783,0.11375,0.12776000000000001,0.14276,6.2180999999999997,4.7586000000000004,6.1185,7.8650000000000002,50693,41835,50129,60854,20.584,18.827999999999999,20.504999999999999,22.399000000000001,89.673000000000002,74.725999999999999,91.206999999999994,100,8.3247,7.4767999999999999,8.3374000000000006,9.1494999999999997,0.28988999999999998,0.25967000000000001,0.29033999999999999,0.32039000000000001,68624,58842,67857,79593,0.63336000000000003,0.29801,0.60694000000000004,0.99804000000000004,10543,8973.7999999999993,10332,12355,9.1244999999999994,5.2464000000000004,8.2774999999999999,14.117000000000001,3.0834000000000001,2.5626000000000002,3.0851999999999999,3.5872000000000002,23.195,13.269,19.225000000000001,39.363999999999997,332.87,286.33999999999997,332.78,376.59,39.064,23.774999999999999,39.189,53.707000000000001,10687,9844.6,10689,11531,48610,42873,48339,54715,206.56,145.19999999999999,212.71,274.88,25867,22998,25798,28736,106.95,71.951999999999998,104.98,142.97999999999999,8.4466999999999999,7.1135000000000002,8.3806999999999992,9.9611999999999998,8.8552999999999997,7.2657999999999996,8.7200000000000006,10.657,2.1943000000000001,1.7091000000000001,2.1781999999999999,2.6991000000000001,136780,123530,136460,150290,0.11813,0.10087,0.11796,0.13531000000000001,4.8665000000000003,3.988,4.8943000000000003,5.6428000000000003,43.16,29.824999999999999,43.823,55.122999999999998]
[25.75,0.12245,0.10661,0.12212000000000001,0.13730999999999999,6.2180999999999997,4.7586000000000004,6.1185,7.8650000000000002,50186,41422,49880,60072,19.751000000000001,17.920999999999999,19.690000000000001,21.672999999999998,88.197999999999993,72.834999999999994,90.424999999999997,100,7.5890000000000004,6.7013999999999996,7.649,8.3770000000000007,0.28017999999999998,0.24534,0.28192,0.31161,61436,52350,60537,71639,0.60516000000000003,0.28339999999999999,0.57372999999999996,0.97460999999999998,9107.9,7743.5,8910.2999999999993,10801,7.9627999999999997,4.6067999999999998,7.2695999999999996,12.164999999999999,2.9365000000000001,2.4380000000000002,2.9357000000000002,3.4258999999999999,20.753,12.247,17.853000000000002,34.362000000000002,288.02,249,286.33,325.55,39.064,23.774999999999999,39.189,53.707000000000001,9632.1,8837.7000000000007,9615.2000000000007,10453,41988,37042,41616,47682,206.56,145.19999999999999,212.71,274.88,22146,19492,22032,24729,92.787999999999997,63.732999999999997,90.53,123.68,7.2916999999999996,6.0716999999999999,7.2370000000000001,8.6678999999999995,8.5061999999999998,6.8448000000000002,8.3505000000000003,10.28,2.1044,1.6093,2.0817000000000001,2.5608,118170,105530,117950,130920,0.11325,9.6518000000000007E-2,0.11330999999999999,0.13025,4.5658000000000003,3.7608999999999999,4.6117999999999997,5.3716999999999997,41.366,29.315999999999999,41.122999999999998,52.722999999999999]
[26.5,0.11953,0.10421,0.11953,0.13425999999999999,6.2180999999999997,4.7586000000000004,6.1185,7.8650000000000002,50939,41901,50304,61297,19.347999999999999,17.829999999999998,19.228000000000002,21.055,90.088999999999999,74.823999999999998,93.043999999999997,100,6.9271000000000003,6.2137000000000002,6.9718999999999998,7.6542000000000003,0.27728999999999998,0.24429999999999999,0.27725,0.30884,54956,47264,54335,63570,0.59447000000000005,0.28904999999999997,0.55767999999999995,0.95428999999999997,7677.2,6595.3,7513.2,9033.9,6.9071999999999996,4.1494999999999997,6.3254999999999999,10.173999999999999,2.8536999999999999,2.3083999999999998,2.8578000000000001,3.3515000000000001,18.344000000000001,11.319000000000001,15.926,29.425999999999998,245.28,214.22,243.89,276.18,39.064,23.774999999999999,39.189,53.707000000000001,8662.2999999999993,8084.9,8617.9,9285.7000000000007,35254,30978,34894,39706,206.56,145.19999999999999,212.71,274.88,18460,16417,18417,20554,79.783000000000001,56.127000000000002,79.05,104.45,6.2108999999999996,5.2172000000000001,6.1119000000000003,7.3642000000000003,8.3383000000000003,6.7127999999999997,8.2218999999999998,9.9649000000000001,2.0731999999999999,1.5840000000000001,2.0611000000000002,2.5714000000000001,99846,89709,99342,110230,0.11051999999999999,9.4231999999999996E-2,0.11064,0.12670999999999999,4.3451000000000004,3.5657000000000001,4.399,5.0994999999999999,40.902000000000001,29.140999999999998,41.055,52.136000000000003]
[27.583300000000001,0.11329,9.8381999999999997E-2,0.11329,0.12789,6.2180999999999997,4.7586000000000004,6.1185,7.8650000000000002,51028,41767,50878,60905,18.477,17.13,18.425000000000001,19.952999999999999,91.022999999999996,77.686999999999998,94.599000000000004,100,5.9801000000000002,5.3667999999999996,5.9667000000000003,6.6271000000000004,0.26762000000000002,0.23805999999999999,0.26821,0.29781999999999997,46245,40130,45776,52807,0.57064000000000004,0.28381000000000001,0.53166000000000002,0.92356000000000005,5793.4,4986.8999999999996,5679.1,6736.6,5.5724999999999998,3.6471,5.2203999999999997,7.9040999999999997,2.6482000000000001,2.1812999999999998,2.6555,3.1204000000000001,14.819000000000001,9.6890000000000001,13.212,22.503,189.86,166.52,188.74,212.69,39.064,23.774999999999999,39.189,53.707000000000001,7287.8,6834.6,7259.5,7778.8,26174,22970,25945,29543,206.56,145.19999999999999,212.71,274.88,13648,12122,13608,15175,63.38,45.731000000000002,62.518000000000001,82.293000000000006,4.8296000000000001,4.0603999999999996,4.7606999999999999,5.6605999999999996,7.9004000000000003,6.3193999999999999,7.8037000000000001,9.4032999999999998,1.9654,1.4819,1.954,2.476,75551,68155,75135,83249,0.1048,8.8834999999999997E-2,0.10427,0.12189,3.9741,3.2511000000000001,3.9940000000000002,4.6673,39.9,28.327000000000002,39.683999999999997,50.234999999999999]
[28.083300000000001,0.10979999999999999,9.4839999999999994E-2,0.10981,0.12467,6.2180999999999997,4.7586000000000004,6.1185,7.8650000000000002,51249,41772,50937,61410,17.989999999999998,16.695,17.908999999999999,19.423999999999999,92.239000000000004,78.494,95.823999999999998,100,5.5987,5.0248999999999997,5.6031000000000004,6.2064000000000004,0.26241999999999999,0.23183000000000001,0.26317000000000002,0.29286000000000001,42794,37276,42447,48695,0.56181000000000003,0.28155999999999998,0.51849000000000001,0.90800999999999998,4994.8,4297.8999999999996,4900.8999999999996,5797.9,5.0720000000000001,3.4493,4.7765000000000004,6.9941000000000004,2.5436000000000001,2.0815999999999999,2.5543999999999998,2.9958999999999998,13.385,9.0902999999999992,11.968999999999999,19.870999999999999,166.76,147.29,165.59,186.69,39.064,23.774999999999999,39.189,53.707000000000001,6656.5,6232.2,6651.8,7082.2,22382,19689,22207,25313,206.56,145.19999999999999,212.71,274.88,11662,10361,11611,13025,57.158000000000001,42.732999999999997,56.197000000000003,72.997,4.2911000000000001,3.6454,4.2365000000000004,4.9905999999999997,7.6984000000000004,6.2455999999999996,7.6364999999999998,9.1379999999999999,1.8997999999999999,1.4219999999999999,1.8944000000000001,2.4007999999999998,65404,59158,65062,72169,0.10152,8.5597999999999994E-2,0.10097,0.11691,3.7991000000000001,3.0771000000000002,3.8283999999999998,4.4866999999999999,39.811999999999998,28.277000000000001,39.570999999999998,51.140999999999998]
[29.083300000000001,0.10667,9.2693999999999999E-2,0.10685,0.12134,6.2180999999999997,4.7586000000000004,6.1185,7.8650000000000002,51982,42082,51559,63076,17.033999999999999,15.939,17.007000000000001,18.312000000000001,95.66,84.745000000000005,100,100,5.0435999999999996,4.5415000000000001,5.0747999999999998,5.5,0.25713000000000003,0.22878000000000001,0.25799,0.28543000000000002,37542,33390,37385,41790,0.55430000000000001,0.29758000000000001,0.51046000000000002,0.89790999999999999,3684.1,3212.7,3615.9,4249.6000000000004,4.3442999999999996,3.2176,4.1558999999999999,5.6867999999999999,2.3805999999999998,1.9744999999999999,2.38,2.8022999999999998,11.092000000000001,8.1981000000000002,10.199999999999999,15.326000000000001,128.03,114.77,127.03,142.52000000000001,39.064,23.774999999999999,39.189,53.707000000000001,5466.6,5103.3,5461.5,5845.8,15907,14015,15729,17897,206.56,145.19999999999999,212.71,274.88,8297.2000000000007,7405.5,8241.9,9253.9,47.76,37.533999999999999,47.607999999999997,58.497999999999998,3.4441000000000002,2.9832999999999998,3.4321000000000002,3.9405999999999999,7.3365999999999998,6.0433000000000003,7.3056000000000001,8.6887000000000008,1.7932999999999999,1.3634999999999999,1.7666999999999999,2.2839,47886,43392,47799,52697,9.9541000000000004E-2,8.3289000000000002E-2,9.8339999999999997E-2,0.11554,3.6093999999999999,2.9283000000000001,3.6107999999999998,4.2618999999999998,40.628,29.109000000000002,40.942,52.284999999999997]
[29.666699999999999,0.10605000000000001,9.2677999999999996E-2,0.10544000000000001,0.11966,6.2180999999999997,4.7586000000000004,6.1185,7.8650000000000002,51999,42164,51577,62681,16.576000000000001,15.483000000000001,16.542999999999999,17.766999999999999,96.268000000000001,90.171999999999997,98.900999999999996,100,4.8163999999999998,4.3371000000000004,4.8418999999999999,5.2816999999999998,0.25501000000000001,0.22756999999999999,0.25644,0.28183000000000002,35322,31753,35308,39181,0.54561999999999999,0.30173,0.50158999999999998,0.87458999999999998,3135.4,2760.8,3097.6,3562.3,4.0449999999999999,3.1038000000000001,3.9424000000000001,5.0312000000000001,2.2846000000000002,1.9137,2.2875000000000001,2.6408,10.096,7.7084000000000001,9.4072999999999993,13.583,111.31,100.74,110.44,122.99,39.064,23.774999999999999,39.189,53.707000000000001,4917.7,4594.8,4901.2,5241.5,13051,11571,12932,14627,206.56,145.19999999999999,212.71,274.88,6821.2,6113.1,6777.8,7625.6,43.787999999999997,35.314999999999998,43.594000000000001,52.805,3.0804,2.6966000000000001,3.0781000000000001,3.4725999999999999,7.1002999999999998,5.9081000000000001,7.0929000000000002,8.3752999999999993,1.7209000000000001,1.3087,1.6919999999999999,2.1412,40099,36350,39924,44138,9.9849999999999994E-2,8.4229999999999999E-2,9.8212999999999995E-2,0.11693000000000001,3.5386000000000002,2.9011,3.5221,4.1826999999999996,40.707999999999998,29.414000000000001,40.523000000000003,52.366]
[30.416699999999999,0.10538,9.2132000000000006E-2,0.10460999999999999,0.11866,6.2180999999999997,4.7586000000000004,6.1185,7.8650000000000002,52536,42430,52060,64179,16.440000000000001,15.4,16.39,17.495999999999999,98.135999999999996,93.762,99.983999999999995,100,4.6626000000000003,4.1974999999999998,4.7031000000000001,5.0891000000000002,0.25556000000000001,0.22894,0.25708999999999999,0.28114,33700,30389,33760,36817,0.53588000000000002,0.30236000000000002,0.49458000000000002,0.84987000000000001,2628.1,2339.6999999999998,2589,2988.6,3.8089,3.0600999999999998,3.7654000000000001,4.6054000000000004,2.1821999999999999,1.857,2.1846999999999999,2.5007000000000001,9.2883999999999993,7.4130000000000003,8.8251000000000008,11.914,96.56,88.346999999999994,95.936999999999998,105.84,39.064,23.774999999999999,39.189,53.707000000000001,4482.6000000000004,4173.5,4470.2,4771,10497,9376.6,10391,11711,206.56,145.19999999999999,212.71,274.88,5497.4,4948.7,5446,6115.6,40.582000000000001,34.075000000000003,40.558999999999997,47.819000000000003,2.7740999999999998,2.4451000000000001,2.7877000000000001,3.0695000000000001,6.9345999999999997,5.8098999999999998,6.8857999999999997,8.1515000000000004,1.6286,1.2568999999999999,1.5987,2.0141,33278,30210,33096,36518,9.9468000000000001E-2,8.4523000000000001E-2,9.7727999999999995E-2,0.11736000000000001,3.4445999999999999,2.8639000000000001,3.4224999999999999,4.0747,40.731000000000002,29.638999999999999,40.268000000000001,52.161000000000001]
[30.75,0.10088999999999999,8.7831999999999993E-2,0.10017,0.11464000000000001,6.2180999999999997,4.7586000000000004,6.1185,7.8650000000000002,51371,41903,50873,62195,16.245000000000001,14.992000000000001,16.227,17.564,93.954999999999998,86.932000000000002,94.665000000000006,100,4.4489999999999998,3.9786000000000001,4.4593999999999996,4.9309000000000003,0.24682000000000001,0.2185,0.24723999999999999,0.27387,32033,28524,32092,35283,0.50158999999999998,0.28371000000000002,0.46794000000000002,0.79268000000000005,2445.4,2166.5,2401.4,2787.5,3.5447000000000002,2.8277000000000001,3.5217999999999998,4.2687999999999997,2.0413999999999999,1.7021999999999999,2.0451000000000001,2.3784000000000001,8.7432999999999996,6.9621000000000004,8.3703000000000003,11.15,91.129000000000005,82.805999999999997,90.921999999999997,100.13,39.064,23.774999999999999,39.189,53.707000000000001,4416.2,4064.1,4389.5,4753.3999999999996,9711.7000000000007,8597.6,9628.5,10923,206.56,145.19999999999999,212.71,274.88,5066.2,4498.3999999999996,5038.2,5624.4,37.713000000000001,31.451000000000001,37.774999999999999,44.472999999999999,2.5706000000000002,2.2505999999999999,2.5777999999999999,2.8778999999999999,6.6391999999999998,5.5716999999999999,6.5877999999999997,7.8078000000000003,1.5199,1.1695,1.4907999999999999,1.8844000000000001,31251,28237,31114,34245,9.4638E-2,7.9444000000000001E-2,9.2830999999999997E-2,0.11135,3.2324000000000002,2.6795,3.1956000000000002,3.8290999999999999,38.158000000000001,28.297000000000001,37.542000000000002,49.387999999999998]
[31.333300000000001,0.10155,8.9061000000000001E-2,0.10133,0.11515,6.2180999999999997,4.7586000000000004,6.1185,7.8650000000000002,52214,42306,51733,63601,16.978999999999999,15.779,16.893000000000001,18.329000000000001,95.308000000000007,87.18,97.409000000000006,100,4.4527000000000001,3.988,4.4634999999999998,4.8997999999999999,0.25234000000000001,0.22664000000000001,0.25308999999999998,0.27889999999999998,31859,28602,31988,35026,0.49025999999999997,0.28245999999999999,0.45794000000000001,0.77041999999999999,2301.6999999999998,2036.2,2256.1,2641.1,3.4310999999999998,2.7349000000000001,3.4014000000000002,4.0827,1.9842,1.6558999999999999,1.9830000000000001,2.3069999999999999,8.5427999999999997,6.9904999999999999,8.2664000000000009,10.645,88.221999999999994,80.168000000000006,87.561000000000007,97.245999999999995,39.064,23.774999999999999,39.189,53.707000000000001,4529.6000000000004,4096,4487,5009.7,9037,7897,8876,10304,206.56,145.19999999999999,212.71,274.88,4690.8999999999996,4145.8999999999996,4640.6000000000004,5297.1,36.340000000000003,30.294,36.326999999999998,42.566000000000003,2.4554999999999998,2.1524000000000001,2.4683999999999999,2.7393999999999998,6.6673999999999998,5.6976000000000004,6.5909000000000004,7.7497999999999996,1.4696,1.1348,1.4421999999999999,1.8095000000000001,29853,26586,29580,33638,9.4325000000000006E-2,7.9386999999999999E-2,9.2344999999999997E-2,0.11083999999999999,3.1532,2.6027999999999998,3.1335000000000002,3.7581000000000002,37.457999999999998,27.7,36.667000000000002,48.981999999999999]
[32.25,9.8774000000000001E-2,8.6593000000000003E-2,9.8630999999999996E-2,0.11284,6.2180999999999997,4.7586000000000004,6.1185,7.8650000000000002,52016,42306,51501,62939,17.885999999999999,16.172000000000001,17.754000000000001,19.725999999999999,92.555999999999997,82.85,93.756,100,4.3132999999999999,3.8222,4.3281000000000001,4.8173000000000004,0.25191000000000002,0.22323000000000001,0.25263999999999998,0.28044999999999998,30626,27271,30713,34022,0.44829999999999998,0.26493,0.41410999999999998,0.69730000000000003,2103.1,1819.7,2065.9,2435.8000000000002,3.1065,2.4843000000000002,3.0832000000000002,3.7953000000000001,1.8186,1.5236000000000001,1.8186,2.1191,8.0296000000000003,6.6683000000000003,7.8356000000000003,9.9587000000000003,83.992999999999995,74.394999999999996,83.072999999999993,94.429000000000002,39.064,23.774999999999999,39.189,53.707000000000001,4757.7,4224.6000000000004,4734.8,5366.3,8213.5,7078,8099.6,9524.7000000000007,206.56,145.19999999999999,212.71,274.88,4206.7,3615.3,4141.6000000000004,4834.5,32.83,27.297999999999998,32.826000000000001,38.463000000000001,2.2063999999999999,1.9175,2.2161,2.5165000000000002,6.5148000000000001,5.5206999999999997,6.4659000000000004,7.5724999999999998,1.3405,1.0448999999999999,1.3171999999999999,1.6526000000000001,28300,24456,28053,32359,8.9909000000000003E-2,7.5715000000000005E-2,8.8662000000000005E-2,0.10482,2.8955000000000002,2.3624999999999998,2.8742000000000001,3.4695999999999998,34.247,25.49,33.536999999999999,44.576999999999998]
[32.916699999999999,9.6337000000000006E-2,8.3024000000000001E-2,9.6379999999999993E-2,0.10914,6.2180999999999997,4.7586000000000004,6.1185,7.8650000000000002,51401,42287,50705,62164,18.201000000000001,16.373999999999999,18.135999999999999,20.329000000000001,89.363,79.507999999999996,90.16,98.32,4.1733000000000002,3.6652999999999998,4.1835000000000004,4.6341000000000001,0.24801000000000001,0.21955,0.24868000000000001,0.27662999999999999,29433,26039,29495,32748,0.41460000000000002,0.25461,0.38128000000000001,0.63885000000000003,1990.5,1703.8,1957.4,2317.4,2.8580000000000001,2.3142999999999998,2.8241000000000001,3.4565999999999999,1.6924999999999999,1.4244000000000001,1.7034,1.9664999999999999,7.5952000000000002,6.3299000000000003,7.4180000000000001,9.1402999999999999,80.831999999999994,70.831999999999994,80.34,91.83,39.064,23.774999999999999,39.189,53.707000000000001,4845.6000000000004,4275.8999999999996,4830.3,5425.1,7638.4,6429,7546.5,8838.7999999999993,206.56,145.19999999999999,212.71,274.88,3876.7,3296.8,3849,4500.1000000000004,30.129000000000001,24.994,29.946000000000002,35.36,2.0209999999999999,1.7341,2.0253999999999999,2.3105000000000002,6.3197999999999999,5.3703000000000003,6.2638999999999996,7.3463000000000003,1.2418,0.97467000000000004,1.2210000000000001,1.5358000000000001,27030,23305,26843,31039,8.6862999999999996E-2,7.3451000000000002E-2,8.5771E-2,0.10126,2.7233000000000001,2.2155,2.7221000000000002,3.2458,31.684999999999999,23.498999999999999,30.669,41.369]
[33.666699999999999,9.6855999999999998E-2,8.3931000000000006E-2,9.6787999999999999E-2,0.10965999999999999,6.2180999999999997,4.7586000000000004,6.1185,7.8650000000000002,51781,42263,51400,62592,19.138000000000002,17.105,19.036999999999999,21.312000000000001,89.167000000000002,79.344999999999999,90.105000000000004,98.105999999999995,4.1684000000000001,3.6901999999999999,4.1870000000000003,4.6616,0.25262000000000001,0.22436,0.25291999999999998,0.28199000000000002,29230,25924,29276,32388,0.3947,0.24465000000000001,0.36258000000000001,0.60777999999999999,1929.3,1648,1923.6,2226.6,2.7059000000000002,2.2025000000000001,2.6934999999999998,3.2526999999999999,1.6229,1.3723000000000001,1.6335,1.8681000000000001,7.4271000000000003,6.2279999999999998,7.3056000000000001,8.7995999999999999,80.319000000000003,71.052000000000007,80.040999999999997,91.176000000000002,39.064,23.774999999999999,39.189,53.707000000000001,5081.5,4544.5,5058.7,5631.2,7333,6263.1,7244.9,8520,206.56,145.19999999999999,212.71,274.88,3681,3153.5,3668.3,4252.7,28.472000000000001,23.632000000000001,28.31,33.323,1.9046000000000001,1.6295999999999999,1.9072,2.1816,6.3348000000000004,5.4375999999999998,6.2625999999999999,7.27,1.1856,0.93259999999999998,1.1642999999999999,1.4624999999999999,26736,23379,26697,30404,8.6262000000000005E-2,7.2928000000000007E-2,8.5658999999999999E-2,0.10036,2.6263000000000001,2.1541999999999999,2.5956000000000001,3.1147999999999998,30.164000000000001,22.562000000000001,29.332000000000001,39.018000000000001]
[34.666699999999999,9.5750000000000002E-2,8.2830000000000001E-2,9.5623E-2,0.10872,6.2180999999999997,4.7586000000000004,6.1185,7.8650000000000002,51709,42263,51193,62064,19.974,17.731999999999999,19.823,22.353000000000002,87.759,78.180999999999997,88.161000000000001,97.519000000000005,4.1059000000000001,3.6009000000000002,4.0963000000000003,4.6018999999999997,0.25430000000000003,0.22561,0.25413000000000002,0.28452,28610,25234,28543,32095,0.36546000000000001,0.22852,0.33415,0.56057000000000001,1825.5,1555.8,1806.7,2118.6,2.4942000000000002,2.0320999999999998,2.4681999999999999,2.9678,1.5168999999999999,1.2725,1.5183,1.7766,7.1379999999999999,5.9945000000000004,6.9974999999999996,8.4010999999999996,78.558000000000007,68.861999999999995,77.885999999999996,88.641000000000005,39.064,23.774999999999999,39.189,53.707000000000001,5283.3,4770.6000000000004,5248.5,5836.3,6888.4,5923.7,6819,7986.4,206.56,145.19999999999999,212.71,274.88,3407.6,2930.8,3370,3942.4,26.196999999999999,21.847000000000001,26.077999999999999,30.763000000000002,1.7458,1.4904999999999999,1.7432000000000001,2.0076000000000001,6.2697000000000003,5.3802000000000003,6.1688999999999998,7.2363999999999997,1.101,0.86524999999999996,1.0810999999999999,1.3403,26078,22939,25946,29521,8.3824999999999997E-2,7.0844000000000004E-2,8.2913000000000001E-2,9.8216999999999999E-2,2.4624999999999999,1.9984,2.4474999999999998,2.9211,27.873999999999999,20.905999999999999,27.061,36.015000000000001]
[35.25,9.4890000000000002E-2,8.2098000000000004E-2,9.4826999999999995E-2,0.10786,6.2180999999999997,4.7586000000000004,6.1185,7.8650000000000002,51951,42430,51556,62435,20.568000000000001,18.213999999999999,20.443999999999999,23.07,87.465999999999994,77.915999999999997,87.605000000000004,97.680999999999997,4.0919999999999996,3.6160999999999999,4.0795000000000003,4.5848000000000004,0.25656000000000001,0.22814999999999999,0.25553999999999999,0.28699999999999998,28457,24994,28382,31934,0.35095999999999999,0.22176000000000001,0.32064999999999999,0.53920000000000001,1755.3,1492.2,1738.4,2029.8,2.3954,1.9655,2.3683999999999998,2.8498999999999999,1.4632000000000001,1.2276,1.4621999999999999,1.7115,7.0366,5.9562999999999997,6.9325000000000001,8.2091999999999992,77.834999999999994,68.057000000000002,77.144999999999996,87.451999999999998,39.064,23.774999999999999,39.189,53.707000000000001,5413.4,4898.8999999999996,5397.8,5994.1,6700.4,5773.7,6656.7,7758.2,206.56,145.19999999999999,212.71,274.88,3281.9,2816.8,3240.8,3810.3,25.178999999999998,21.074999999999999,25.096,29.382999999999999,1.6734,1.4279999999999999,1.6721999999999999,1.9274,6.2777000000000003,5.3925999999999998,6.2009999999999996,7.2222999999999997,1.0590999999999999,0.82874999999999999,1.0381,1.2979000000000001,25955,22739,25806,29460,8.1876000000000004E-2,6.8904999999999994E-2,8.0589999999999995E-2,9.5676999999999998E-2,2.3515999999999999,1.8869,2.3347000000000002,2.8041,26.683,20.097000000000001,26.056999999999999,34.554000000000002]
[35.416699999999999,9.5629000000000006E-2,8.3202999999999999E-2,9.5250000000000001E-2,0.1085,6.2180999999999997,4.7586000000000004,6.1185,7.8650000000000002,52042,42427,51904,62417,20.733000000000001,18.381,20.527000000000001,23.204999999999998,87.587999999999994,78.164000000000001,87.646000000000001,97.849000000000004,4.0983000000000001,3.6156999999999999,4.0869999999999997,4.5949,0.25749,0.22897000000000001,0.25670999999999999,0.28845999999999999,28443,24946,28326,31826,0.34733999999999998,0.22019,0.31746000000000002,0.53368000000000004,1778.2,1525,1761.6,2060.9,2.3698999999999999,1.9592000000000001,2.3458999999999999,2.8148,1.4547000000000001,1.2243999999999999,1.4533,1.6970000000000001,7.0079000000000002,5.9457000000000004,6.9264000000000001,8.1370000000000005,78.230999999999995,68.578999999999994,77.781000000000006,87.677999999999997,39.064,23.774999999999999,39.189,53.707000000000001,5442.6,4918.1000000000004,5421.2,6003.1,6675.5,5741.5,6622.9,7713.9,206.56,145.19999999999999,212.71,274.88,3265.5,2806.9,3235.9,3770.6,24.870999999999999,20.869,24.736999999999998,29.056000000000001,1.6539999999999999,1.4154,1.6488,1.8892,6.2748999999999997,5.4001999999999999,6.2187000000000001,7.2144000000000004,1.0524,0.82504999999999995,1.0286,1.2948,25946,22807,25779,29362,8.2683000000000006E-2,7.0106000000000002E-2,8.1476999999999994E-2,9.6346000000000001E-2,2.3612000000000002,1.9133,2.3412000000000002,2.8094000000000001,26.408000000000001,20.007999999999999,25.670999999999999,33.999000000000002]
[36.166699999999999,9.2171000000000003E-2,7.9855999999999996E-2,9.1360999999999998E-2,0.10595,6.2180999999999997,4.7586000000000004,6.1185,7.8650000000000002,51590,42287,51196,61689,20.844000000000001,18.454000000000001,20.791,23.433,85.05,74.484999999999999,85.129000000000005,95.525999999999996,3.9781,3.4784999999999999,3.9624000000000001,4.4771999999999998,0.25274000000000002,0.22313,0.25218000000000002,0.28504000000000002,27527,24175,27335,30966,0.32007000000000002,0.20580000000000001,0.29049000000000003,0.48864000000000002,1665.2,1407.1,1656.7,1938.3,2.1972,1.8046,2.1718000000000002,2.6120000000000001,1.3540000000000001,1.1428,1.3501000000000001,1.5774999999999999,6.7073,5.6651999999999996,6.6059000000000001,7.8667999999999996,75.548000000000002,65.893000000000001,75.328999999999994,84.802000000000007,39.064,23.774999999999999,39.189,53.707000000000001,5440.3,4835.5,5418.2,6031.4,6298.8,5314.4,6267.7,7296.7,206.56,145.19999999999999,212.71,274.88,3045.2,2584.1,3032.4,3509.5,23.065000000000001,19.286000000000001,22.872,27.021999999999998,1.5297000000000001,1.3075000000000001,1.5227999999999999,1.776,6.1070000000000002,5.2336,6.1018999999999997,7.0030999999999999,0.97519,0.76946999999999999,0.94496000000000002,1.1866000000000001,25132,21690,24997,28562,7.8533000000000006E-2,6.6558000000000006E-2,7.7243999999999993E-2,9.2251E-2,2.1772,1.7507999999999999,2.1625999999999999,2.5945,24.2,18.544,23.422000000000001,31.443999999999999]
[36.916699999999999,9.0022000000000005E-2,7.7186000000000005E-2,8.9562000000000003E-2,0.10349999999999999,6.2180999999999997,4.7586000000000004,6.1185,7.8650000000000002,51051,41761,50827,60888,20.920999999999999,18.390999999999998,20.991,23.838000000000001,83.010999999999996,72.495000000000005,83.221999999999994,93.691000000000003,3.8831000000000002,3.3837999999999999,3.8862000000000001,4.4005000000000001,0.24853,0.21737000000000001,0.24926999999999999,0.28034999999999999,26745,23440,26736,30286,0.29620000000000002,0.18690999999999999,0.27021000000000001,0.44507999999999998,1609.6,1354.6,1594.9,1898.1,2.0487000000000002,1.6950000000000001,2.0284,2.4028,1.2728999999999999,1.0585,1.2658,1.4870000000000001,6.4420999999999999,5.4983000000000004,6.3506999999999998,7.4993999999999996,73.808999999999997,64.656999999999996,73.613,84.438000000000002,39.064,23.774999999999999,39.189,53.707000000000001,5422.8,4812.5,5400,6091.9,5998.6,5077.6000000000004,5965.3,6928.4,206.56,145.19999999999999,212.71,274.88,2873.2,2405.8000000000002,2837,3345.8,21.463000000000001,17.946999999999999,21.36,24.984000000000002,1.4226000000000001,1.2062999999999999,1.4212,1.6407,5.9461000000000004,5.0778999999999996,5.9157999999999999,6.8249000000000004,0.91041000000000005,0.71492999999999995,0.88666,1.1209,24440,21080,24304,27836,7.6255000000000003E-2,6.3691999999999999E-2,7.5434000000000001E-2,9.0640999999999999E-2,2.0543,1.6646000000000001,2.0310000000000001,2.4754,22.265000000000001,16.824000000000002,21.388999999999999,28.629000000000001]
[37.833300000000001,8.7747000000000006E-2,7.5584999999999999E-2,8.7526999999999994E-2,0.10057000000000001,6.2180999999999997,4.7586000000000004,6.1185,7.8650000000000002,50695,41844,50208,60600,21.114999999999998,18.402000000000001,21.071000000000002,23.82,81.275999999999996,70.585999999999999,80.983000000000004,91.995999999999995,3.7959999999999998,3.3191999999999999,3.7894000000000001,4.2881,0.24510000000000001,0.21534,0.24504000000000001,0.27483000000000002,26031,22782,25950,29237,0.27129999999999999,0.16916,0.24931,0.40660000000000002,1543.6,1315,1531.1,1803.9,1.8986000000000001,1.5750999999999999,1.8859999999999999,2.2328000000000001,1.1869000000000001,0.99643999999999999,1.1776,1.3963000000000001,6.1951000000000001,5.3144,6.1597,7.141,72.183000000000007,62.883000000000003,71.841999999999999,81.492000000000004,39.064,23.774999999999999,39.189,53.707000000000001,5420.7,4820.8999999999996,5401.5,6045.5,5714.1,4835,5688.1,6553.7,206.56,145.19999999999999,212.71,274.88,2704.6,2286.4,2695.4,3116.9,19.866,16.643999999999998,19.768000000000001,23.152000000000001,1.3153999999999999,1.1200000000000001,1.3050999999999999,1.5203,5.8033999999999999,4.9039000000000001,5.7710999999999997,6.6738999999999997,0.84499000000000002,0.66888999999999998,0.82264999999999999,1.0399,23862,20661,23802,27011,7.3513999999999996E-2,6.1427000000000002E-2,7.2071999999999997E-2,8.6596999999999993E-2,1.9136,1.5578000000000001,1.8929,2.2906,20.242999999999999,15.047000000000001,19.606000000000002,26.300999999999998]
[38.5,8.7652999999999995E-2,7.6694999999999999E-2,8.7260000000000004E-2,9.9539000000000002E-2,6.2180999999999997,4.7586000000000004,6.1185,7.8650000000000002,51063,42239,50935,60358,21.564,18.882000000000001,21.405000000000001,24.193000000000001,81.355999999999995,71.075000000000003,81.132000000000005,92.037999999999997,3.7934999999999999,3.3269000000000002,3.7909000000000002,4.2759999999999998,0.24657999999999999,0.21842,0.24532999999999999,0.27506000000000003,25938,22896,25940,29088,0.25880999999999998,0.16417000000000001,0.23599000000000001,0.39165,1529.9,1309.3,1523.8,1781.7,1.8247,1.5308999999999999,1.8132999999999999,2.1339000000000001,1.1496,0.96955999999999998,1.1426000000000001,1.3407,6.1226000000000003,5.2846000000000002,6.0670000000000002,7.0323000000000002,72.281000000000006,62.845999999999997,71.959000000000003,81.457999999999998,39.064,23.774999999999999,39.189,53.707000000000001,5486.1,4912.7,5460.6,6089.8,5622.8,4782.2,5593.5,6459.6,206.56,145.19999999999999,212.71,274.88,2639.5,2227.9,2620.9,3014.6,19.081,16.177,18.917000000000002,22.108000000000001,1.2626999999999999,1.0798000000000001,1.252,1.4494,5.7912999999999997,4.9645000000000001,5.7720000000000002,6.5848000000000004,0.81554000000000004,0.64658000000000004,0.79335,1.0024999999999999,23881,20748,23805,27031,7.2947999999999999E-2,6.1376E-2,7.1906999999999999E-2,8.5177000000000003E-2,1.8523000000000001,1.5108999999999999,1.8391,2.2239,19.222000000000001,14.199,18.844999999999999,24.795000000000002]
[39.25,8.5868E-2,7.4810000000000001E-2,8.5431000000000007E-2,9.7559000000000007E-2,6.2180999999999997,4.7586000000000004,6.1185,7.8650000000000002,51077,42306,51132,60290,21.859000000000002,19.091999999999999,21.666,24.847999999999999,80.643000000000001,70.132000000000005,80.191999999999993,91.494,3.758,3.2887,3.7650000000000001,4.2556000000000003,0.24595,0.21607000000000001,0.24501000000000001,0.27473999999999998,25664,22462,25603,29069,0.24404999999999999,0.15684999999999999,0.22195999999999999,0.37164999999999998,1461.2,1244,1448.9,1708.5,1.7423,1.4632000000000001,1.7216,2.0306999999999999,1.0964,0.92383000000000004,1.0863,1.2807999999999999,6.0168999999999997,5.2058999999999997,5.9607000000000001,6.9260000000000002,71.277000000000001,62.104999999999997,70.778000000000006,80.816999999999993,39.064,23.774999999999999,39.189,53.707000000000001,5532.1,4940.8,5488.2,6156.2,5464.9,4661.3,5413.8,6297.5,206.56,145.19999999999999,212.71,274.88,2537.6,2169,2523.6999999999998,2935.7,18.248999999999999,15.516999999999999,18.132000000000001,21.099,1.2040999999999999,1.0281,1.1911,1.3837999999999999,5.7499000000000002,4.9377000000000004,5.7080000000000002,6.5373999999999999,0.77456000000000003,0.61538000000000004,0.75646000000000002,0.94377999999999995,23692,20496,23515,27059,7.0402999999999993E-2,5.9125999999999998E-2,6.8935999999999997E-2,8.2520999999999997E-2,1.7354000000000001,1.4158999999999999,1.7169000000000001,2.0680999999999998,17.981000000000002,13.327999999999999,17.437999999999999,23.32]
[40.25,8.4118999999999999E-2,7.2682999999999998E-2,8.3907999999999996E-2,9.6408999999999995E-2,6.2180999999999997,4.7586000000000004,6.1185,7.8650000000000002,50809,42206,50615,59925,22.045000000000002,19.170000000000002,21.864999999999998,25.032,78.768000000000001,67.852000000000004,78.629000000000005,89.784999999999997,3.6924000000000001,3.2115,3.6827999999999999,4.2119,0.24351,0.21190000000000001,0.24363000000000001,0.27532000000000001,25126,21891,25119,28408,0.22489999999999999,0.14421999999999999,0.20362,0.33978000000000003,1412.4,1196.9000000000001,1400.1,1647.3,1.6243000000000001,1.3634999999999999,1.6081000000000001,1.8959999999999999,1.0308999999999999,0.86292000000000002,1.0239,1.2130000000000001,5.8319999999999999,5.0102000000000002,5.8106999999999998,6.7068000000000003,70.091999999999999,60.408999999999999,69.77,79.733000000000004,39.064,23.774999999999999,39.189,53.707000000000001,5513.2,4893.3,5482.6,6195,5269.5,4484.1000000000004,5261.1,6066.9,206.56,145.19999999999999,212.71,274.88,2418.6,2045.4,2414.6,2796,17.004000000000001,14.423,16.876999999999999,19.693999999999999,1.1214,0.95247999999999999,1.1186,1.2986,5.6524000000000001,4.8392999999999997,5.6315999999999997,6.4729000000000001,0.72445000000000004,0.57206000000000001,0.70626999999999995,0.88053999999999999,23334,19985,23192,26697,6.8204000000000001E-2,5.7313000000000003E-2,6.7421999999999996E-2,7.9489000000000004E-2,1.6262000000000001,1.3181,1.6162000000000001,1.9555,16.425000000000001,12.242000000000001,15.851000000000001,21.45]
[40.833300000000001,8.0972000000000002E-2,6.9209999999999994E-2,8.0581E-2,9.3090000000000006E-2,6.2180999999999997,4.7586000000000004,6.1185,7.8650000000000002,48959,41029,48796,57683,21.524999999999999,18.571000000000002,21.359000000000002,24.576000000000001,73.230999999999995,62.345999999999997,73.004999999999995,83.266999999999996,3.5245000000000002,3.0615999999999999,3.4990000000000001,4.0248999999999997,0.23463999999999999,0.20447000000000001,0.23354,0.26774999999999999,23892,20699,23802,27323,0.20496,0.13081999999999999,0.18611,0.30911,1365.9,1147,1351.6,1614.3,1.4706999999999999,1.2238,1.454,1.7309000000000001,0.95640999999999998,0.79874999999999996,0.94708000000000003,1.1276999999999999,5.5003000000000002,4.6818999999999997,5.4756999999999998,6.3644999999999996,67.731999999999999,58.180999999999997,67.441000000000003,77.947999999999993,39.037999999999997,23.774999999999999,39.189,53.707000000000001,5245.9,4596.8999999999996,5231.3999999999996,5964.8,5035.2,4264.8999999999996,5021.3,5843.8,189.23,134.09,192.32,251.62,2292.3000000000002,1941.4,2281.1,2669.6,15.387,12.914999999999999,15.224,18.096,1.0190999999999999,0.85943000000000003,1.0116000000000001,1.2022999999999999,5.4180999999999999,4.6553000000000004,5.3803999999999998,6.2526000000000002,0.67412000000000005,0.52958000000000005,0.65544999999999998,0.82957999999999998,22529,19267,22461,25859,6.5340999999999996E-2,5.4892999999999997E-2,6.4449999999999993E-2,7.6369999999999993E-2,1.5268999999999999,1.2397,1.5163,1.8362000000000001,14.935,11.067,14.425000000000001,19.623000000000001]
[41,8.0512E-2,6.8884000000000001E-2,8.0158999999999994E-2,9.2605000000000007E-2,6.2180999999999997,4.7586000000000004,6.1185,7.8650000000000002,48878,41072,48772,57412,21.594000000000001,18.635000000000002,21.454000000000001,24.692,72.421999999999997,61.83,72.108999999999995,82.454999999999998,3.5087000000000002,3.0486,3.4853000000000001,4.0137999999999998,0.23441000000000001,0.20394000000000001,0.23291000000000001,0.26783000000000001,23777,20595,23662,27260,0.20141000000000001,0.12878999999999999,0.18296000000000001,0.30243999999999999,1350.8,1135.5,1333.5,1596.5,1.4419999999999999,1.1988000000000001,1.425,1.6995,0.94269999999999998,0.78593999999999997,0.93572,1.1127,5.4637000000000002,4.6473000000000004,5.4214000000000002,6.3221999999999996,67.521000000000001,58.113999999999997,67.103999999999999,77.569000000000003,39.049999999999997,23.774999999999999,39.189,53.707000000000001,5225,4573.6000000000004,5208.3999999999996,5960.1,5011.1000000000004,4254.6000000000004,5002,5823.9,185.37,130.85,187.31,246.73,2273.5,1924,2262.9,2646,15.105,12.677,14.926,17.783000000000001,1.0009999999999999,0.83987000000000001,0.99304999999999999,1.1837,5.4078999999999997,4.6581000000000001,5.3753000000000002,6.2385999999999999,0.66525999999999996,0.52205000000000001,0.64517999999999998,0.81915000000000004,22527,19280,22476,25858,6.4649999999999999E-2,5.4294000000000002E-2,6.3741999999999993E-2,7.5440999999999994E-2,1.498,1.2154,1.4865999999999999,1.8027,14.653,10.85,14.132999999999999,19.298999999999999]
[41.75,7.8371999999999997E-2,6.7627000000000007E-2,7.8118999999999994E-2,8.9842000000000005E-2,6.2180999999999997,4.7586000000000004,6.1185,7.8650000000000002,47852,40455,47429,56569,21.47,18.8,21.225000000000001,24.832000000000001,67.822999999999993,57.396000000000001,67.789000000000001,77.885000000000005,3.3915000000000002,2.9428000000000001,3.3485,3.8963000000000001,0.22942000000000001,0.20041,0.22650999999999999,0.26204,22900,19824,22744,26209,0.18351999999999999,0.11965000000000001,0.16888,0.27378000000000002,1315.8,1103.5,1299.0999999999999,1541,1.3016000000000001,1.0710999999999999,1.2841,1.5432999999999999,0.87778999999999996,0.73678999999999994,0.86509999999999998,1.0483,5.2129000000000003,4.4554999999999998,5.1677,6.0364000000000004,66.14,57.058999999999997,65.477999999999994,75.748000000000005,39.045999999999999,23.774999999999999,39.189,53.707000000000001,5039.8999999999996,4391.8,4997.5,5741.1,4847.5,4089.7,4822.3,5634.6,166.29,116.34,167.09,222.29,2175.1,1833.9,2177.1,2552,13.648,11.387,13.457000000000001,16.157,0.9093,0.76344999999999996,0.89964,1.0806,5.2626999999999997,4.5487000000000002,5.1886999999999999,6.1196999999999999,0.62177000000000004,0.50000999999999995,0.60426000000000002,0.76695999999999998,22148,19114,21962,25523,6.2314000000000001E-2,5.2919000000000001E-2,6.1594999999999997E-2,7.3465000000000003E-2,1.4046000000000001,1.1465000000000001,1.3843000000000001,1.6665000000000001,13.295,9.8729999999999993,12.808,17.719000000000001]
[42.5,7.7452999999999994E-2,6.7718E-2,7.6960000000000001E-2,8.8502999999999998E-2,6.2180999999999997,4.7586000000000004,6.1185,7.8650000000000002,47669,40683,47373,55712,21.69,18.956,21.401,24.811,64.716999999999999,55.398000000000003,64.567999999999998,74.614000000000004,3.3363999999999998,2.9157999999999999,3.2765,3.8209,0.22842000000000001,0.20030999999999999,0.22555,0.25995000000000001,22457,19576,22231,25809,0.17008999999999999,0.1123,0.15665999999999999,0.25266,1296.5999999999999,1095.8,1285.3,1514.1,1.1946000000000001,0.98695999999999995,1.1778,1.4276,0.83130999999999999,0.69720000000000004,0.81644000000000005,0.99653000000000003,5.0669000000000004,4.3647999999999998,5.0063000000000004,5.8038999999999996,65.691999999999993,56.999000000000002,65.137,75.043999999999997,39.06,23.774999999999999,39.189,53.643000000000001,4951,4313.3,4893.6000000000004,5625.6,4769.5,4069.3,4723.2,5539.3,151.65,105.69,151.74,203.6,2116.5,1783.5,2097.5,2459.9,12.548999999999999,10.478,12.382,14.919,0.84082999999999997,0.70176000000000005,0.83347000000000004,1.0022,5.2138999999999998,4.5384000000000002,5.1138000000000003,6.0232999999999999,0.59140999999999999,0.48061999999999999,0.57476000000000005,0.72774000000000005,22109,19168,21833,25388,6.0925E-2,5.2102999999999997E-2,6.0013999999999998E-2,7.1219000000000005E-2,1.3335999999999999,1.0975999999999999,1.3134999999999999,1.5931999999999999,12.259,9.1105,11.829000000000001,16.146999999999998]
[43.416699999999999,7.5936000000000003E-2,6.6234000000000001E-2,7.5277999999999998E-2,8.6509000000000003E-2,6.2180999999999997,4.7586000000000004,6.1185,7.8650000000000002,47266,40704,46577,54946,21.853000000000002,19.114000000000001,21.605,25.097999999999999,61.066000000000003,51.978999999999999,60.652000000000001,70.093000000000004,3.2614999999999998,2.8300999999999998,3.2277999999999998,3.738,0.22641,0.19985,0.22352,0.25647999999999999,21882,19122,21606,24996,0.15468999999999999,0.10413,0.14296,0.22416,1259.9000000000001,1065.7,1246.7,1476.4,1.0720000000000001,0.88643000000000005,1.0581,1.2783,0.77595999999999998,0.64924999999999999,0.76359999999999995,0.91617000000000004,4.8880999999999997,4.2319000000000004,4.8369999999999997,5.6289999999999996,64.897999999999996,56.323999999999998,64.421999999999997,74.27,39.064,23.774999999999999,39.189,53.707000000000001,4835.8999999999996,4259.1000000000004,4790.8,5499.4,4662.2,4026.3,4600.7,5368.6,134.78,93.37,132.44999999999999,181.02,2040.7,1743.3,2011.2,2378.3000000000002,11.298999999999999,9.4110999999999994,11.15,13.414999999999999,0.76171999999999995,0.63453999999999999,0.75046999999999997,0.90902000000000005,5.1420000000000003,4.4897,5.0835999999999997,5.9725000000000001,0.55467999999999995,0.44882,0.54079999999999995,0.67981000000000003,21983,19226,21835,25095,5.8860999999999997E-2,5.0215999999999997E-2,5.8229000000000003E-2,6.8943000000000004E-2,1.2411000000000001,1.0257000000000001,1.2181999999999999,1.4845999999999999,11.074,8.2781000000000002,10.728999999999999,14.38]
[44.083300000000001,7.2722999999999996E-2,6.3278000000000001E-2,7.2148000000000004E-2,8.3207000000000003E-2,6.2180999999999997,4.7586000000000004,6.1185,7.8650000000000002,45842,39675,45194,53140,21.41,18.585999999999999,21.225000000000001,24.675999999999998,57.182000000000002,48.073999999999998,56.875,65.393000000000001,3.1276999999999999,2.6945000000000001,3.1101000000000001,3.5508000000000002,0.21936,0.19116,0.21859999999999999,0.24728,20953,18162,20868,23653,0.14083000000000001,9.4927999999999998E-2,0.13003999999999999,0.20344999999999999,1189.7,1008.8,1176.5,1403,0.96557999999999999,0.78813,0.95130999999999999,1.1549,0.71865999999999997,0.59911000000000003,0.71052999999999999,0.84921000000000002,4.6510999999999996,3.9756999999999998,4.6254999999999997,5.3574999999999999,62.573,54.335999999999999,62.283999999999999,71.337999999999994,39.042999999999999,23.774999999999999,39.189,53.64,4641.1000000000004,4030,4616.7,5266.7,4467.8,3841.8,4434.6000000000004,5123.7,120.65,84.614000000000004,117.44,161.27000000000001,1935,1642.6,1913.6,2253.6,10.220000000000001,8.423,10.09,12.186999999999999,0.69159999999999999,0.57015000000000005,0.68093000000000004,0.82311999999999996,4.9673999999999996,4.3053999999999997,4.9329999999999998,5.6753,0.51585999999999999,0.41522999999999999,0.50227999999999995,0.63165000000000004,21340,18511,21174,24067,5.5636999999999999E-2,4.7335000000000002E-2,5.4989999999999997E-2,6.5265000000000004E-2,1.1365000000000001,0.93772999999999995,1.1172,1.3751,10.015000000000001,7.4569000000000001,9.7135999999999996,13.077999999999999]
[44.916699999999999,7.1166999999999994E-2,6.0858000000000002E-2,7.0514999999999994E-2,8.1444000000000003E-2,6.2180999999999997,4.7586000000000004,6.1185,7.8650000000000002,45099,38910,44786,52146,21.263999999999999,18.271000000000001,21.117000000000001,24.452000000000002,53.96,45.426000000000002,53.506,62.713000000000001,3.0426000000000002,2.6095000000000002,3.0289999999999999,3.4994000000000001,0.21543000000000001,0.18629000000000001,0.21448,0.24435000000000001,20312,17409,20211,23242,0.12847,8.7579000000000004E-2,0.11879000000000001,0.18547,1164.9000000000001,978.97,1146.7,1377.5,0.86953999999999998,0.70477000000000001,0.85579000000000005,1.0510999999999999,0.67347999999999997,0.55813999999999997,0.66657999999999995,0.80298000000000003,4.4702000000000002,3.7913000000000001,4.4432999999999998,5.1436000000000002,61.526000000000003,52.831000000000003,61.308,70.391999999999996,39.055,23.774999999999999,39.189,53.707000000000001,4504,3895.7,4489.3999999999996,5109,4347.3,3704.5,4316.6000000000004,5030.7,107.65,74.869,105.42,144.21,1865,1573.3,1848.2,2163.6999999999998,9.2161000000000008,7.4939,9.1271000000000004,11.057,0.62848999999999999,0.51332,0.62161999999999995,0.75660000000000005,4.8571999999999997,4.1558999999999999,4.8380999999999998,5.6016000000000004,0.48569000000000001,0.3916,0.47808,0.58453999999999995,21004,18050,20869,23939,5.4080000000000003E-2,4.5053999999999997E-2,5.3204000000000001E-2,6.4319000000000001E-2,1.0739000000000001,0.87212999999999996,1.0602,1.2950999999999999,9.0882000000000005,6.7683,8.7863000000000007,11.846]
[45.666699999999999,7.0591000000000001E-2,6.0816000000000002E-2,7.0372000000000004E-2,7.9941999999999999E-2,6.2180999999999997,4.7586000000000004,6.1185,7.8650000000000002,44947,39001,44479,51852,21.38,18.434000000000001,21.248999999999999,24.422000000000001,51.976999999999997,43.908000000000001,51.417999999999999,60.014000000000003,3.0062000000000002,2.5773000000000001,3.0047000000000001,3.4258000000000002,0.21462000000000001,0.18717,0.21301,0.24168999999999999,20020,17335,19867,22698,0.11998,8.2849000000000006E-2,0.112,0.17082,1152.9000000000001,969.44,1145.8,1348,0.80189999999999995,0.64890000000000003,0.78541000000000005,0.95894000000000001,0.64400000000000002,0.53385000000000005,0.63675999999999999,0.76370000000000005,4.3749000000000002,3.7351999999999999,4.3278999999999996,4.9977999999999998,61.261000000000003,53.076000000000001,61.118000000000002,69.203999999999994,39.058,23.774999999999999,39.189,53.707000000000001,4444.2,3839.4,4411.8999999999996,4988.7,4295.8,3676.3,4283.6000000000004,4869.8,98.338999999999999,68.084000000000003,96.438999999999993,132.44999999999999,1827.8,1548.3,1817.4,2089.5,8.5193999999999992,6.8987999999999996,8.4056999999999995,10.169,0.58484999999999998,0.47832000000000002,0.57779000000000003,0.69476000000000004,4.8217999999999996,4.1333000000000002,4.7797000000000001,5.5038999999999998,0.46633999999999998,0.37919000000000003,0.45693,0.55647000000000002,20965,18214,20862,23775,5.3263999999999999E-2,4.5133E-2,5.2566000000000002E-2,6.2294000000000002E-2,1.0314000000000001,0.84106999999999998,1.0163,1.2361,8.4427000000000003,6.3263999999999996,8.1492000000000004,10.962]
[46.416699999999999,7.0366999999999999E-2,6.1421999999999997E-2,7.0190000000000002E-2,7.9394999999999993E-2,6.2180999999999997,4.7586000000000004,6.1185,7.8650000000000002,45101,39380,44871,51763,21.635999999999999,18.734999999999999,21.524000000000001,24.611000000000001,50.511000000000003,43.052,50.107999999999997,58.244,2.9914000000000001,2.5640999999999998,2.9767000000000001,3.4020000000000001,0.21532000000000001,0.18804000000000001,0.21375,0.24102000000000001,19885,17186,19765,22499,0.11302,7.9161999999999996E-2,0.1062,0.15764,1140.7,965.28,1136.3,1319.9,0.74502000000000002,0.60119999999999996,0.72968999999999995,0.89893999999999996,0.62094000000000005,0.51676999999999995,0.61460000000000004,0.73709000000000002,4.3175999999999997,3.6928999999999998,4.2760999999999996,4.9465000000000003,61.378999999999998,53.323,61.081000000000003,68.91,39.064,23.774999999999999,39.189,53.707000000000001,4420.7,3833.6,4384.7,4991.2,4274.3,3686,4249.6000000000004,4847.3,90.501999999999995,63.857999999999997,89.447999999999993,121.92,1803.3,1547.5,1789.8,2057.1,7.9446000000000003,6.4108999999999998,7.8339999999999996,9.4190000000000005,0.54905999999999999,0.45058999999999999,0.54249999999999998,0.65339999999999998,4.8231999999999999,4.1569000000000003,4.7986000000000004,5.4650999999999996,0.45169999999999999,0.36976999999999999,0.44335999999999998,0.53313999999999995,21067,18391,20917,23758,5.2610999999999998E-2,4.4843000000000001E-2,5.2289000000000002E-2,6.0958999999999999E-2,0.99175999999999997,0.80874999999999997,0.98573999999999995,1.1818,7.9005000000000001,5.9493,7.5961999999999996,10.285]
[46.583300000000001,6.9301000000000001E-2,6.0049999999999999E-2,6.9385000000000002E-2,7.8496999999999997E-2,6.2180999999999997,4.7586000000000004,6.1185,7.8650000000000002,44446,38996,43981,50818,21.334,18.481000000000002,21.170999999999999,24.239000000000001,49.396000000000001,41.844000000000001,49.088999999999999,56.844000000000001,2.9413,2.5272999999999999,2.9278,3.3530000000000002,0.21198,0.18451000000000001,0.21115999999999999,0.23880000000000001,19537,16792,19474,22123,0.10979999999999999,7.7188000000000007E-2,0.10359,0.15331,1124.2,945.13,1115.2,1308.7,0.72185999999999995,0.58221000000000001,0.70938999999999997,0.87402999999999997,0.60675999999999997,0.50509000000000004,0.60407,0.71501000000000003,4.2354000000000003,3.6191,4.2012,4.8201000000000001,60.482999999999997,52.54,60.503999999999998,68.263999999999996,39.063000000000002,23.774999999999999,39.189,53.707000000000001,4343.5,3758.5,4319.1000000000004,4894.8999999999996,4203.2,3608.6,4177.1000000000004,4772.7,87.447999999999993,61.594999999999999,86.588999999999999,118.11,1771.1,1514.8,1757,2029.6,7.6970999999999998,6.1947999999999999,7.6193,9.1585999999999999,0.53290000000000004,0.43497000000000002,0.52936000000000005,0.63468000000000002,4.7446000000000002,4.0735000000000001,4.7191000000000001,5.3945999999999996,0.44179000000000002,0.36362,0.43314000000000002,0.51963000000000004,20745,18070,20618,23369,5.1794E-2,4.4221999999999997E-2,5.1300999999999999E-2,6.0014999999999999E-2,0.97297,0.80020999999999998,0.96819,1.1572,7.6669,5.7602000000000002,7.4389000000000003,9.9283999999999999]
[47.333300000000001,6.8912000000000001E-2,5.9744999999999999E-2,6.8718000000000001E-2,7.8006000000000006E-2,6.2180999999999997,4.7586000000000004,6.1185,7.8650000000000002,44669,39356,44176,50998,21.635999999999999,18.818000000000001,21.501000000000001,24.745999999999999,48.235999999999997,41.003,48.085999999999999,55.716000000000001,2.9329999999999998,2.5110000000000001,2.9224999999999999,3.3715000000000002,0.21321999999999999,0.18662000000000001,0.21256,0.24093000000000001,19469,16863,19429,22029,0.10385999999999999,7.4049000000000004E-2,9.7488000000000005E-2,0.14454,1101.9000000000001,923.86,1095,1274.7,0.67257,0.54025000000000001,0.66451000000000005,0.81491999999999998,0.58506999999999998,0.48326000000000002,0.58016000000000001,0.68888000000000005,4.1990999999999996,3.5992000000000002,4.1700999999999997,4.7858999999999998,60.509,52.6,60.387,68.653000000000006,39.063000000000002,23.774999999999999,39.189,53.707000000000001,4338.2,3769,4326.5,4923.2,4189.2,3621.6,4165.6000000000004,4745.5,80.748000000000005,57.506999999999998,79.111000000000004,109.44,1748,1502.8,1734.2,1992.2,7.2194000000000003,5.7953000000000001,7.1966999999999999,8.6478999999999999,0.50234999999999996,0.40623999999999999,0.49879000000000001,0.59670999999999996,4.7628000000000004,4.1210000000000004,4.7313000000000001,5.4335000000000004,0.42799999999999999,0.35336000000000001,0.42070999999999997,0.50161999999999995,20900,18216,20781,23559,5.0799999999999998E-2,4.3212E-2,5.0139000000000003E-2,5.8737999999999999E-2,0.92286999999999997,0.75653000000000004,0.91422999999999999,1.0936999999999999,7.1868999999999996,5.4485999999999999,6.9725999999999999,9.2339000000000002]
[48.083300000000001,6.6716999999999999E-2,5.7383999999999998E-2,6.6374000000000002E-2,7.6081999999999997E-2,6.2180999999999997,4.7586000000000004,6.1185,7.8650000000000002,43568,38035,43122,50142,21.222000000000001,18.119,21.088999999999999,24.497,45.725999999999999,38.357999999999997,45.607999999999997,53.292999999999999,2.8376000000000001,2.4041000000000001,2.8298999999999999,3.2730999999999999,0.2077,0.18082000000000001,0.20677999999999999,0.23524,18809,16277,18695,21367,9.5534999999999995E-2,6.9158999999999998E-2,8.9923000000000003E-2,0.13283,1059.0999999999999,878.54,1051.4000000000001,1235.2,0.60912999999999995,0.48665999999999998,0.60150000000000003,0.74090999999999996,0.55008000000000001,0.45333000000000001,0.54523999999999995,0.64361000000000002,4.0354000000000001,3.4438,4.0235000000000003,4.6138000000000003,58.820999999999998,50.74,58.789000000000001,66.873000000000005,39.042999999999999,23.774999999999999,39.188000000000002,53.564999999999998,4197.2,3627.2,4198.7,4804,4052.5,3483.2,4036.1,4632.7,72.337999999999994,51.332999999999998,70.722999999999999,98.087999999999994,1678.3,1440.2,1674.5,1927.7,6.5693999999999999,5.2412999999999998,6.4942000000000002,7.9542000000000002,0.46006000000000002,0.37340000000000001,0.45634999999999998,0.55325999999999997,4.6288999999999998,3.9906999999999999,4.6098999999999997,5.2798999999999996,0.40356999999999998,0.32958999999999999,0.39713999999999999,0.47987000000000002,20390,17677,20414,23182,4.8788999999999999E-2,4.1438999999999997E-2,4.8254999999999999E-2,5.6382000000000002E-2,0.86290999999999995,0.69926999999999995,0.85641999999999996,1.0212000000000001,6.5530999999999997,4.9820000000000002,6.4203999999999999,8.4789999999999992]
[48.916699999999999,6.6031000000000006E-2,5.7495999999999998E-2,6.5658999999999995E-2,7.5094999999999995E-2,6.2180999999999997,4.7586000000000004,6.1185,7.8650000000000002,43185,37924,42634,49262,21.106999999999999,18.167999999999999,20.966000000000001,24.138000000000002,43.991999999999997,37.700000000000003,43.594000000000001,50.6,2.7907999999999999,2.3917999999999999,2.7765,3.2155999999999998,0.20535,0.18043999999999999,0.20344000000000001,0.23161000000000001,18452,16117,18236,20946,8.9012999999999995E-2,6.6522999999999999E-2,8.4343000000000001E-2,0.12243999999999999,1053,872,1046.3,1233.9000000000001,0.55923,0.4496,0.55484999999999995,0.67584,0.52742999999999995,0.43994,0.52403999999999995,0.61663000000000001,3.9344000000000001,3.4258000000000002,3.8902000000000001,4.4873000000000003,58.298000000000002,50.65,57.857999999999997,66.108000000000004,39.058999999999997,23.774999999999999,39.189,53.707000000000001,4118.3,3605.4,4069.8,4671.2,3988.4,3462.2,3951.9,4558.5,65.483000000000004,46.755000000000003,63.576000000000001,87.972999999999999,1643.2,1411,1629.2,1892.1,6.0349000000000004,4.8902000000000001,6.0022000000000002,7.2991999999999999,0.42710999999999999,0.35256999999999999,0.41982000000000003,0.51222000000000001,4.5622999999999996,4.0083000000000002,4.5216000000000003,5.1978999999999997,0.38855000000000001,0.32271,0.38206000000000001,0.45823000000000003,20175,17729,20020,22834,4.8203999999999997E-2,4.0887E-2,4.7586999999999997E-2,5.6035000000000001E-2,0.83952000000000004,0.69047999999999998,0.83806000000000003,0.99165000000000003,6.0713999999999997,4.6688999999999998,5.9177,7.6929999999999996]
[49.666699999999999,6.5909999999999996E-2,5.7428E-2,6.5781000000000006E-2,7.4424000000000004E-2,6.2180999999999997,4.7586000000000004,6.1185,7.8650000000000002,43267,37708,42712,49315,21.213999999999999,18.378,21.187999999999999,24.184000000000001,43.008000000000003,36.674999999999997,42.975999999999999,49.406999999999996,2.7772999999999999,2.3931,2.7572000000000001,3.1816,0.20533999999999999,0.17927000000000001,0.20465,0.23166999999999999,18332,15894,18263,20820,8.4611000000000006E-2,6.3805000000000001E-2,8.0201999999999996E-2,0.11218,1049.4000000000001,889.4,1048.2,1223.8,0.52405999999999997,0.42576999999999998,0.52151000000000003,0.63424999999999998,0.51358999999999999,0.42925000000000002,0.51100999999999996,0.60307999999999995,3.8906999999999998,3.3651,3.875,4.4062000000000001,58.290999999999997,50.746000000000002,58.228000000000002,65.513999999999996,39.055999999999997,23.774999999999999,39.189,53.707000000000001,4094.1,3553.1,4085.4,4624.3999999999996,3970.1,3444.4,3963.6,4499.1000000000004,60.664000000000001,43.046999999999997,58.869,80.763000000000005,1627.3,1395.8,1623.8,1851.6,5.6684999999999999,4.5955000000000004,5.6283000000000003,6.7831999999999999,0.40422999999999998,0.32869999999999999,0.40048,0.48714000000000002,4.5521000000000003,3.9710999999999999,4.5399000000000003,5.1524999999999999,0.37930000000000003,0.31720999999999999,0.37468000000000001,0.44285999999999998,20191,17612,20100,22763,4.7937E-2,4.1072999999999998E-2,4.7608999999999999E-2,5.5606000000000003E-2,0.82074999999999998,0.66910000000000003,0.81388000000000005,0.97592000000000001,5.7363999999999997,4.4543999999999997,5.5945999999999998,7.1675000000000004]
[50.5,6.5534999999999996E-2,5.7276000000000001E-2,6.5626000000000004E-2,7.3546E-2,6.2180999999999997,4.7586000000000004,6.1185,7.8650000000000002,43175,38025,42736,48868,21.231999999999999,18.367999999999999,21.221,23.991,41.857999999999997,36.033000000000001,41.817999999999998,47.670999999999999,2.7526999999999999,2.3801999999999999,2.7256999999999998,3.1415000000000002,0.20449999999999999,0.17974000000000001,0.20469000000000001,0.22891,18139,15889,18140,20381,7.9898999999999998E-2,6.1260000000000002E-2,7.5840000000000005E-2,0.10446999999999999,1045.3,880.74,1041.8,1208.8,0.48713000000000001,0.39662999999999998,0.48626000000000003,0.58591000000000004,0.49785000000000001,0.42002,0.49556,0.57996000000000003,3.8313999999999999,3.3252000000000002,3.8321999999999998,4.3329000000000004,58.116999999999997,50.790999999999997,58.274000000000001,64.991,39.064,23.774999999999999,39.189,53.707000000000001,4053.4,3547.3,4063.6,4545.1000000000004,3936.4,3430.4,3937.5,4440,55.488,39.637,53.573,72.795000000000002,1605.2,1382,1602.5,1818.7,5.2820999999999998,4.3105000000000002,5.2565,6.3212999999999999,0.38023000000000001,0.31192999999999999,0.37626999999999999,0.45266000000000001,4.5235000000000003,3.9582999999999999,4.5129000000000001,5.0664999999999996,0.36851,0.31117,0.36634,0.42707000000000001,20137,17693,20158,22538,4.7537999999999997E-2,4.0436E-2,4.7481000000000002E-2,5.5109999999999999E-2,0.79934000000000005,0.65673000000000004,0.79425999999999997,0.94960999999999995,5.3819999999999997,4.2549000000000001,5.2514000000000003,6.6650999999999998]
[51.25,6.4574000000000006E-2,5.6306000000000002E-2,6.4472000000000002E-2,7.2921E-2,6.2180999999999997,4.7586000000000004,6.1185,7.8650000000000002,43104,37841,42786,48726,21.358000000000001,18.515999999999998,21.280999999999999,24.103999999999999,41.045999999999999,35.222000000000001,40.956000000000003,46.613999999999997,2.7345999999999999,2.3439999999999999,2.7111000000000001,3.1059000000000001,0.20455999999999999,0.17917,0.20493,0.22921,18036,15724,18038,20254,7.6039999999999996E-2,5.9337000000000001E-2,7.2817000000000007E-2,9.7336000000000006E-2,1005.9,846.05,1001.2,1175.5999999999999,0.45524999999999999,0.37090000000000001,0.44901000000000002,0.54706999999999995,0.47975000000000001,0.40787000000000001,0.47677000000000003,0.55591999999999997,3.8010000000000002,3.3107000000000002,3.7972999999999999,4.3056999999999999,57.649000000000001,50.234999999999999,57.845999999999997,64.819000000000003,39.045000000000002,23.774999999999999,39.180999999999997,53.707000000000001,4041.1,3536.2,4036.9,4529.1000000000004,3904.5,3389.5,3902.9,4394.5,51.38,37.502000000000002,49.406999999999996,67.435000000000002,1577.8,1359.9,1573.5,1787.4,4.9995000000000003,4.0785,4.9379999999999997,5.9595000000000002,0.36066999999999999,0.29376999999999998,0.35577999999999999,0.42595,4.524,3.9537,4.5180999999999996,5.0515999999999996,0.35726000000000002,0.30207000000000001,0.35629,0.41419,20169,17661,20176,22510,4.6035E-2,3.9183999999999997E-2,4.5953000000000001E-2,5.2819999999999999E-2,0.74377000000000004,0.61250000000000004,0.73660999999999999,0.89392000000000005,5.0564,4.0034999999999998,4.9789000000000003,6.2225000000000001]
[52,6.3766000000000003E-2,5.5714E-2,6.3458000000000001E-2,7.2132000000000002E-2,6.2180999999999997,4.7586000000000004,6.1185,7.8650000000000002,42502,37166,42124,48169,21.077999999999999,18.079000000000001,20.95,24.053000000000001,39.715000000000003,34.090000000000003,39.597000000000001,45.384,2.6852,2.3149000000000002,2.6637,3.1038000000000001,0.20125000000000001,0.17574999999999999,0.19997000000000001,0.22703000000000001,17666,15387,17574,19971,7.1854000000000001E-2,5.6543999999999997E-2,6.8890000000000007E-2,9.2114000000000001E-2,1000,835.49,996.88,1166,0.42470000000000002,0.34677999999999998,0.42069000000000001,0.50441999999999998,0.46449000000000001,0.39118000000000003,0.46407999999999999,0.53851000000000004,3.7082999999999999,3.2105999999999999,3.71,4.2144000000000004,56.869,49.164999999999999,56.564,64.078999999999994,39.055,23.774999999999999,39.189,53.707000000000001,3957,3447.7,3938,4464.2,3835.7,3344,3823.9,4318,47.411999999999999,34.630000000000003,45.414999999999999,63.16,1546.9,1340.2,1548.6,1750.9,4.6608999999999998,3.7772000000000001,4.6131000000000002,5.5065,0.33940999999999999,0.27934999999999999,0.33843000000000001,0.40038000000000001,4.4414999999999996,3.8715999999999999,4.4356,4.9911000000000003,0.34655999999999998,0.29109000000000002,0.34560000000000002,0.40154000000000001,19851,17327,19788,22297,4.5573000000000002E-2,3.8875E-2,4.5324999999999997E-2,5.2449999999999997E-2,0.73334999999999995,0.59353,0.72706999999999999,0.88556000000000001,4.7607999999999997,3.7675999999999998,4.6776999999999997,5.8921999999999999]
[52.833300000000001,6.3297000000000006E-2,5.4961999999999997E-2,6.3052999999999998E-2,7.1648000000000003E-2,6.2180999999999997,4.7586000000000004,6.1185,7.8650000000000002,42195,37141,41675,47835,20.968,17.887,20.879000000000001,24.064,38.723999999999997,33.252000000000002,38.661999999999999,44.491,2.6555,2.2664,2.6259999999999999,3.0709,0.19955999999999999,0.17316000000000001,0.19911999999999999,0.22649,17439,15119,17372,19852,6.8320000000000006E-2,5.4125E-2,6.5848000000000004E-2,8.5642999999999997E-2,996.3,834,984.71,1161,0.39789000000000002,0.32580999999999999,0.39610000000000001,0.47470000000000001,0.45240000000000002,0.38235999999999998,0.45008999999999999,0.52766999999999997,3.6476999999999999,3.1576,3.6419999999999999,4.1463999999999999,56.555999999999997,48.982999999999997,56.478000000000002,64.033000000000001,39.046999999999997,23.774999999999999,39.189,53.707000000000001,3906.8,3394.6,3894.6,4447,3794.3,3282,3778,4301,43.695999999999998,32.287999999999997,41.787999999999997,57.790999999999997,1525.8,1320.8,1519.9,1734,4.3730000000000002,3.6057999999999999,4.3381999999999996,5.1914999999999996,0.32155,0.26593,0.31949,0.37674000000000002,4.3966000000000003,3.8146,4.3818000000000001,4.9842000000000004,0.33804000000000001,0.28853000000000001,0.33633000000000002,0.39268999999999998,19693,16999,19680,22340,4.5203E-2,3.8663000000000003E-2,4.4763999999999998E-2,5.1860999999999997E-2,0.72113000000000005,0.59152000000000005,0.71684000000000003,0.86434999999999995,4.5073999999999996,3.5979000000000001,4.4150999999999998,5.4991000000000003]
[52.916699999999999,6.3319E-2,5.4949999999999999E-2,6.3071000000000002E-2,7.1681999999999996E-2,6.2180999999999997,4.7586000000000004,6.1185,7.8650000000000002,42259,37144,41753,47861,21.016999999999999,17.925999999999998,20.913,24.093,38.728999999999999,33.198,38.698999999999998,44.481000000000002,2.6589,2.2724000000000002,2.6288999999999998,3.0727000000000002,0.19994000000000001,0.17360999999999999,0.19947000000000001,0.22653000000000001,17463,15130,17400,19864,6.8126000000000006E-2,5.3970999999999998E-2,6.5610000000000002E-2,8.5345000000000004E-2,994.1,834.03,982.53,1156.8,0.39596999999999999,0.32477,0.39424999999999999,0.47148000000000001,0.45162999999999998,0.38285999999999998,0.44907999999999998,0.52620999999999996,3.6520000000000001,3.1589999999999998,3.6435,4.1524999999999999,56.61,48.872,56.512999999999998,64.126000000000005,39.055,23.774999999999999,39.189,53.707000000000001,3913.2,3397.2,3895.6,4453.3999999999996,3798.4,3285.2,3789.5,4305.2,43.442999999999998,32.136000000000003,41.601999999999997,57.411000000000001,1526.1,1319.4,1520.1,1731.2,4.3583999999999996,3.5865999999999998,4.3273999999999999,5.1787999999999998,0.32053999999999999,0.26490999999999998,0.31888,0.37609999999999999,4.4050000000000002,3.8138999999999998,4.3937999999999997,4.9912999999999998,0.33766000000000002,0.28805999999999998,0.33522999999999997,0.3921,19733,17020,19704,22383,4.5137999999999998E-2,3.8669000000000002E-2,4.4787E-2,5.1747000000000001E-2,0.71713000000000005,0.58899999999999997,0.71306999999999998,0.86224999999999996,4.4888000000000003,3.5926999999999998,4.3994999999999997,5.4770000000000003]
[53.666699999999999,6.3847000000000001E-2,5.6082E-2,6.3770999999999994E-2,7.2467000000000004E-2,6.2180999999999997,4.7586000000000004,6.1185,7.8650000000000002,42568,37616,42001,48225,21.227,18.334,21.06,24.337,38.496000000000002,33.064999999999998,38.154000000000003,43.886000000000003,2.6724000000000001,2.3016999999999999,2.6353,3.0728,0.20144000000000001,0.17582999999999999,0.20019000000000001,0.22716,17534,15227,17432,19780,6.6365999999999994E-2,5.3053999999999997E-2,6.4004000000000005E-2,8.3327999999999999E-2,1008.9,845.33,1000.9,1172.4000000000001,0.38040000000000002,0.31164999999999998,0.37519999999999998,0.45075999999999999,0.44817000000000001,0.38,0.44772000000000001,0.51817999999999997,3.6554000000000002,3.1558000000000002,3.6305000000000001,4.1567999999999996,57.125,50.052999999999997,56.98,64.507000000000005,39.055999999999997,23.774999999999999,39.189,53.707000000000001,3929.1,3419.4,3901.9,4454,3819.7,3322.4,3778.7,4312.8999999999996,41.375,30.622,39.674999999999997,54.134999999999998,1531.1,1331.7,1523.2,1741.8,4.1921999999999997,3.4382000000000001,4.1493000000000002,4.9302999999999999,0.31064000000000003,0.25724000000000002,0.30930999999999997,0.36529,4.4318999999999997,3.8572000000000002,4.4096000000000002,5.0180999999999996,0.33557999999999999,0.28782000000000002,0.33400000000000002,0.38667000000000001,19889,17374,19810,22360,4.5518000000000003E-2,3.9543000000000002E-2,4.5374999999999999E-2,5.2061000000000003E-2,0.71765999999999996,0.59206999999999999,0.71053999999999995,0.85565999999999998,4.3507999999999996,3.5064000000000002,4.2801,5.2454000000000001]
[54.5,6.3833000000000001E-2,5.6299000000000002E-2,6.3801999999999998E-2,7.1640999999999996E-2,6.2180999999999997,4.7586000000000004,6.1185,7.8650000000000002,42646,37894,42178,48062,21.317,18.649000000000001,21.236999999999998,24.213999999999999,38.026000000000003,33.247,37.710999999999999,43.456000000000003,2.6684000000000001,2.3184999999999998,2.6406000000000001,3.0672000000000001,0.20174,0.17795,0.20058000000000001,0.22575999999999999,17497,15425,17398,19718,6.4122999999999999E-2,5.2442000000000003E-2,6.2043000000000001E-2,7.8504000000000004E-2,1009,850.35,1002.7,1201.7,0.36202000000000001,0.30052000000000001,0.35788999999999999,0.42555999999999999,0.44025999999999998,0.37708999999999998,0.43775999999999998,0.50734999999999997,3.6379999999999999,3.1985000000000001,3.6208999999999998,4.1089000000000002,57.210999999999999,50.448,56.911000000000001,64.271000000000001,39.064,23.774999999999999,39.189,53.707000000000001,3922.4,3443.3,3908.8,4412.2,3814.3,3365.8,3793.3,4312,38.771999999999998,28.972999999999999,37.200000000000003,50.268000000000001,1524.1,1336.6,1520.5,1720.9,4.0034000000000001,3.3593000000000002,3.9695999999999998,4.6947000000000001,0.29881999999999997,0.25248999999999999,0.29641000000000001,0.34972999999999999,4.4336000000000002,3.899,4.4119000000000002,4.9791999999999996,0.33099000000000001,0.28743999999999997,0.32794000000000001,0.38135999999999998,19926,17520,19859,22446,4.5385000000000002E-2,3.9273000000000002E-2,4.5137999999999998E-2,5.1891E-2,0.70653999999999995,0.58713000000000004,0.69923999999999997,0.83492,4.1788999999999996,3.4300999999999999,4.1189999999999998,4.9808000000000003]
[55.25,6.3101000000000004E-2,5.5696000000000002E-2,6.2775999999999998E-2,7.1126999999999996E-2,6.2180999999999997,4.7586000000000004,6.1185,7.8650000000000002,42634,37936,42363,47825,21.443999999999999,18.805,21.321000000000002,24.401,37.648000000000003,33.012999999999998,37.357999999999997,42.938000000000002,2.6606999999999998,2.3067000000000002,2.6185,3.0758999999999999,0.20221,0.17915,0.20102999999999999,0.22894999999999999,17472,15393,17376,19850,6.2008000000000001E-2,5.1536999999999999E-2,6.0492999999999998E-2,7.4921000000000001E-2,974.22,826.33,968.15,1141.5999999999999,0.34392,0.28632999999999997,0.3382,0.40622999999999998,0.42863000000000001,0.36942999999999998,0.42397000000000001,0.49292999999999998,3.6303999999999998,3.2023999999999999,3.6133000000000002,4.1252000000000004,56.914000000000001,50.156999999999996,56.378,64.161000000000001,39.055,23.774999999999999,39.189,53.686,3926.3,3463.5,3900.7,4431.3999999999996,3798,3347.8,3772.8,4299.5,36.518000000000001,27.486999999999998,35.091000000000001,46.497999999999998,1506.6,1324.6,1498.2,1707.6,3.8612000000000002,3.2799,3.8130999999999999,4.5433000000000003,0.28825000000000001,0.24468999999999999,0.28412999999999999,0.33782000000000001,4.4459999999999997,3.9388999999999998,4.4157000000000002,5.0183,0.32402999999999998,0.28062999999999999,0.32024999999999998,0.37109999999999999,19996,17639,19851,22614,4.4160999999999999E-2,3.8351999999999997E-2,4.3813999999999999E-2,5.0134999999999999E-2,0.66202000000000005,0.54798999999999998,0.65591999999999995,0.78564999999999996,3.9876999999999998,3.3353000000000002,3.9243999999999999,4.7443999999999997]
[56.083300000000001,6.2482999999999997E-2,5.4446000000000001E-2,6.2310999999999998E-2,7.0646E-2,6.2180999999999997,4.7586000000000004,6.1185,7.8650000000000002,42169,37019,41919,47297,21.209,18.341999999999999,21.053000000000001,24.318000000000001,36.781999999999996,31.966000000000001,36.613,41.966999999999999,2.6254,2.2382,2.5929000000000002,3.0457999999999998,0.19966999999999999,0.17485000000000001,0.19875000000000001,0.22638,17208,15036,17171,19569,5.9518000000000001E-2,4.9284000000000001E-2,5.8076000000000003E-2,7.2220000000000006E-2,972.76,816.83,960.3,1141.7,0.32612000000000002,0.27501999999999999,0.31992999999999999,0.38533000000000001,0.41944999999999999,0.35814000000000001,0.41472999999999999,0.48197000000000001,3.5659999999999998,3.1200999999999999,3.5400999999999998,4.0411999999999999,56.335000000000001,49.116999999999997,55.74,64.123000000000005,39.040999999999997,23.774999999999999,39.189,53.643000000000001,3865.9,3369.9,3840.8,4371.8,3747.3,3286.7,3731.6,4259.3,34.493000000000002,25.667999999999999,33.243000000000002,42.975999999999999,1485,1300.8,1474.9,1698.4,3.66,3.1009000000000002,3.6040000000000001,4.3208000000000002,0.27582000000000001,0.23265,0.27301999999999998,0.32257000000000002,4.3844000000000003,3.8376000000000001,4.3540999999999999,4.9588999999999999,0.31712000000000001,0.27600999999999998,0.31274999999999997,0.36374000000000001,19755,17218,19713,22223,4.3819999999999998E-2,3.7699999999999997E-2,4.3457999999999997E-2,5.0051999999999999E-2,0.65617999999999999,0.54218,0.64768999999999999,0.78520000000000001,3.8155999999999999,3.1865999999999999,3.7448999999999999,4.6059999999999999]
[56.833300000000001,6.2033999999999999E-2,5.3938E-2,6.1859999999999998E-2,7.0669999999999997E-2,6.2180999999999997,4.7586000000000004,6.1185,7.8650000000000002,41769,36647,41663,47066,20.981999999999999,18.157,20.895,24.238,36.048999999999999,31.036000000000001,35.947000000000003,41.563000000000002,2.5922000000000001,2.2120000000000002,2.5623999999999998,3.0163000000000002,0.19732,0.17130000000000001,0.19675999999999999,0.22439000000000001,16970,14691,16886,19247,5.7577999999999997E-2,4.7940999999999998E-2,5.6229000000000001E-2,6.9125000000000006E-2,974.68,819.86,960.82,1141.5,0.31251000000000001,0.26186999999999999,0.30760999999999999,0.36992000000000003,0.41236,0.35016000000000003,0.40739999999999998,0.48068,3.5089000000000001,3.0335999999999999,3.4933000000000001,4.0254000000000003,55.872999999999998,48.079000000000001,55.5,63.829000000000001,39.043999999999997,23.774999999999999,39.189,53.665999999999997,3810.4,3300.2,3799.8,4333,3704.4,3200.4,3689.8,4211.8999999999996,32.618000000000002,24.395,31.047999999999998,40.747999999999998,1468,1272.8,1461.6,1671,3.4969000000000001,2.9582000000000002,3.4563999999999999,4.1776,0.26595999999999997,0.22406999999999999,0.26330999999999999,0.31052999999999997,4.3270999999999997,3.7599,4.3132000000000001,4.9278000000000004,0.31191999999999998,0.26735999999999999,0.30751000000000001,0.36048000000000002,19520,16889,19488,22106,4.3659999999999997E-2,3.7288000000000002E-2,4.3291000000000003E-2,4.9847000000000002E-2,0.65739999999999998,0.53935,0.64870000000000005,0.78846000000000005,3.6846999999999999,3.1057000000000001,3.6309999999999998,4.4114000000000004]
[57.583300000000001,6.2708E-2,5.4661000000000001E-2,6.2632999999999994E-2,7.0431999999999995E-2,6.2180999999999997,4.7586000000000004,6.1185,7.8650000000000002,42190,36986,42126,47011,21.195,18.327999999999999,21.155000000000001,24.161999999999999,36.095999999999997,31.222999999999999,36.048999999999999,40.813000000000002,2.6126,2.2397,2.6002999999999998,3.0055000000000001,0.19911000000000001,0.17322000000000001,0.19852,0.22270999999999999,17092,14914,17070,19208,5.6899999999999999E-2,4.7759000000000003E-2,5.6307000000000003E-2,6.7513000000000004E-2,988.72,826.74,986.34,1160.3,0.30574000000000001,0.25672,0.30375000000000002,0.35576000000000002,0.41333999999999999,0.35489999999999999,0.41115000000000002,0.47488999999999998,3.5272000000000001,3.0621999999999998,3.5186999999999999,3.9706999999999999,56.454000000000001,49.026000000000003,56.143999999999998,63.436,39.061999999999998,23.774999999999999,39.189,53.707000000000001,3837.1,3337.9,3829.2,4308.3999999999996,3736.3,3261.5,3727,4191.7,31.326000000000001,23.748000000000001,29.975000000000001,38.51,1479.2,1290.8,1477.7,1666,3.4203999999999999,2.8786,3.3950999999999998,3.9984999999999999,0.26178000000000001,0.22015000000000001,0.26102999999999998,0.30285000000000001,4.3624999999999998,3.8031000000000001,4.3521000000000001,4.8917000000000002,0.31230000000000002,0.26979999999999998,0.31117,0.35315000000000002,19702,17217,19729,22153,4.4185000000000002E-2,3.8120000000000001E-2,4.3980999999999999E-2,4.9869999999999998E-2,0.66437000000000002,0.55001,0.66525000000000001,0.77781999999999996,3.6219999999999999,3.0226999999999999,3.5701000000000001,4.2455999999999996]
[58.416699999999999,6.3311000000000006E-2,5.4966000000000001E-2,6.3638E-2,7.0503999999999997E-2,6.2180999999999997,4.7586000000000004,6.1185,7.8650000000000002,42677,37565,42696,47500,21.462,18.559000000000001,21.407,24.23,36.207999999999998,31.358000000000001,36.293999999999997,40.621000000000002,2.6373000000000002,2.2852000000000001,2.6280000000000001,3.0099,0.20133000000000001,0.17632999999999999,0.20172999999999999,0.22492000000000001,17246,15067,17288,19330,5.6224999999999997E-2,4.7259000000000002E-2,5.5724999999999997E-2,6.5747E-2,996.23,845.92,991.92,1158.0999999999999,0.29859000000000002,0.25224000000000002,0.29888999999999999,0.34400999999999998,0.41358,0.35298000000000002,0.41317999999999999,0.47099999999999997,3.5541,3.0939000000000001,3.5594999999999999,3.9868000000000001,56.957000000000001,49.44,57.113,64.007000000000005,39.064,23.774999999999999,39.189,53.707000000000001,3873.1,3387.1,3889.1,4330.8999999999996,3771.3,3303.5,3779.8,4218.6000000000004,30.143999999999998,23.123000000000001,28.821999999999999,37.152000000000001,1490,1289.4000000000001,1496.7,1658.9,3.3519000000000001,2.8260000000000001,3.3414000000000001,3.9175,0.25808999999999999,0.21695999999999999,0.25924000000000003,0.29831999999999997,4.4085999999999999,3.8563999999999998,4.4210000000000003,4.9272999999999998,0.31297000000000003,0.27006000000000002,0.31284000000000001,0.35235,19935,17248,20046,22399,4.4485999999999998E-2,3.8400999999999998E-2,4.4297000000000003E-2,5.0212E-2,0.66344999999999998,0.54596,0.65915000000000001,0.77998000000000001,3.5577000000000001,2.9754,3.5487000000000002,4.1459999999999999]
[58.5,6.2798999999999994E-2,5.4523000000000002E-2,6.3230999999999996E-2,6.9996000000000003E-2,6.2180999999999997,4.7586000000000004,6.1185,7.8650000000000002,42304,37313,42312,46980,21.25,18.405000000000001,21.155999999999999,24.053000000000001,35.832000000000001,31.129000000000001,35.957000000000001,40.228999999999999,2.6122000000000001,2.2658,2.6006,2.9868999999999999,0.19935,0.17443,0.20008000000000001,0.22252,17074,14889,17156,19134,5.5613000000000003E-2,4.6524999999999997E-2,5.5264000000000001E-2,6.4713000000000007E-2,991.41,840.76,985.48,1148.7,0.29525000000000001,0.24795,0.29586000000000001,0.33935999999999999,0.41009000000000001,0.34949000000000002,0.40972999999999998,0.46538000000000002,3.5175000000000001,3.0707,3.5223,3.9392999999999998,56.442999999999998,49.128,56.567999999999998,63.418999999999997,39.064,23.774999999999999,39.189,53.707000000000001,3833.7,3352.3,3844.8,4279.7,3736,3265.5,3743.3,4178.5,29.716000000000001,22.951000000000001,28.445,36.389000000000003,1476.9,1283.5,1483.5,1651.1,3.3088000000000002,2.7986,3.3067000000000002,3.8538999999999999,0.25512000000000001,0.21521000000000001,0.25556000000000001,0.29375000000000001,4.3642000000000003,3.8178000000000001,4.383,4.8761000000000001,0.31007000000000001,0.26691999999999999,0.31072,0.34882999999999997,19737,17148,19849,22104,4.4205000000000001E-2,3.8255999999999998E-2,4.4090999999999998E-2,4.9964000000000001E-2,0.66164000000000001,0.54776999999999998,0.65812000000000004,0.77785000000000004,3.5215999999999998,2.9552,3.5150000000000001,4.0944000000000003]
[59.25,6.2244000000000001E-2,5.4420000000000003E-2,6.2622999999999998E-2,6.9614999999999996E-2,6.2180999999999997,4.7586000000000004,6.1185,7.8650000000000002,42379,37326,42247,47349,21.417000000000002,18.661000000000001,21.41,24.283000000000001,35.746000000000002,31.042999999999999,35.822000000000003,40.118000000000002,2.6139999999999999,2.2524000000000002,2.6011000000000002,2.9914999999999998,0.20038,0.17594000000000001,0.20039999999999999,0.22361,17122,14984,17201,19120,5.4501000000000001E-2,4.5643000000000003E-2,5.4343000000000002E-2,6.2646999999999994E-2,958.67,804.38,956.2,1105.5,0.28470000000000001,0.24035000000000001,0.28477999999999998,0.32563999999999999,0.40251999999999999,0.34532000000000002,0.40261000000000002,0.45655000000000001,3.5282,3.0727000000000002,3.5339,3.9531999999999998,56.27,49.033000000000001,56.351999999999997,63.134,39.048999999999999,23.774999999999999,39.189,53.667999999999999,3853.3,3371.7,3860.3,4298.8999999999996,3733.2,3272.2,3745.3,4164.2,28.501999999999999,22.099,27.428000000000001,34.720999999999997,1466.2,1279,1470.6,1642.9,3.2469999999999999,2.7519,3.2444000000000002,3.7202999999999999,0.24968000000000001,0.21193999999999999,0.24823000000000001,0.28587000000000001,4.3910999999999998,3.8389000000000002,4.3918999999999997,4.9028,0.30554999999999999,0.26262000000000002,0.30636000000000002,0.34439999999999998,19860,17268,19976,22265,4.3124000000000003E-2,3.7352000000000003E-2,4.3150000000000001E-2,4.8801999999999998E-2,0.62150000000000005,0.50849999999999995,0.61892999999999998,0.72794000000000003,3.4075000000000002,2.8546999999999998,3.4060999999999999,3.9293999999999998]
[60.083300000000001,6.1379999999999997E-2,5.3293E-2,6.1561999999999999E-2,6.8829000000000001E-2,6.2180999999999997,4.7586000000000004,6.1185,7.8650000000000002,41731,36693,41876,46456,21.074000000000002,18.213000000000001,21.015000000000001,23.815000000000001,34.941000000000003,30.488,35.051000000000002,39.183999999999997,2.5695999999999999,2.2189999999999999,2.5621,2.9352999999999998,0.19700999999999999,0.17232,0.19746,0.21919,16811,14717,16929,18741,5.2720999999999997E-2,4.4588999999999997E-2,5.2615000000000002E-2,6.0319999999999999E-2,951.56,795.31,948.18,1110.4000000000001,0.27305000000000001,0.23105000000000001,0.27378999999999998,0.31304999999999999,0.39405000000000001,0.33898,0.39350000000000002,0.44694,3.4592000000000001,3.0173000000000001,3.4613999999999998,3.8893,55.445999999999998,48.246000000000002,55.567999999999998,62.244,39.054000000000002,23.774999999999999,39.189,53.707000000000001,3781.8,3305.2,3783.1,4225.7,3670.7,3218.9,3667,4093.2,27.076000000000001,21.029,26.027000000000001,33.042000000000002,1441.8,1254.7,1444.9,1609.1,3.1111,2.6551,3.1070000000000002,3.5714999999999999,0.24077000000000001,0.20624000000000001,0.24021999999999999,0.27615000000000001,4.3133999999999997,3.7742,4.3193999999999999,4.8208000000000002,0.29930000000000001,0.25822000000000001,0.29948000000000002,0.33789000000000002,19521,17104,19563,21773,4.2680000000000003E-2,3.6679999999999997E-2,4.2532E-2,4.8766999999999998E-2,0.61668000000000001,0.50288999999999995,0.60963000000000001,0.73363,3.2892000000000001,2.7768999999999999,3.3058000000000001,3.7776999999999998]
[60.75,6.1482000000000002E-2,5.3515E-2,6.1321000000000001E-2,7.0136000000000004E-2,6.2180999999999997,4.7586000000000004,6.1185,7.8650000000000002,41608,36459,41320,46795,20.971,18.11,20.806000000000001,23.873999999999999,34.637,30.265999999999998,34.39,39.238,2.5583999999999998,2.1930000000000001,2.536,2.9420999999999999,0.19600000000000001,0.17154,0.19489000000000001,0.22178999999999999,16713,14619,16596,18977,5.1987999999999999E-2,4.4331000000000002E-2,5.1544E-2,6.0016E-2,965.81,806.28,960.77,1130.4000000000001,0.26829999999999998,0.22552,0.26679999999999998,0.30982999999999999,0.39299000000000001,0.33934999999999998,0.39052999999999999,0.45271,3.4335,3.0042,3.4034,3.8816000000000002,55.404000000000003,48.423999999999999,55.206000000000003,63.439,39.029000000000003,23.774999999999999,39.180999999999997,53.643000000000001,3756.2,3285.5,3733.1,4261.7,3658.4,3197.5,3637.2,4143.5,26.361999999999998,20.481000000000002,25.088999999999999,32.142000000000003,1439.4,1256.5,1436.3,1631.2,3.0367999999999999,2.5872999999999999,3.0062000000000002,3.4895,0.23674999999999999,0.20183000000000001,0.23526,0.27268999999999999,4.2866999999999997,3.762,4.2503000000000002,4.8566000000000003,0.29826000000000003,0.25758999999999999,0.29631999999999997,0.33915000000000001,19415,16956,19327,21998,4.3062999999999997E-2,3.7080000000000002E-2,4.2904999999999999E-2,4.9606999999999998E-2,0.63048000000000004,0.50897999999999999,0.62165999999999999,0.7661,3.2551999999999999,2.7292999999999998,3.2528000000000001,3.7624]
[61.666699999999999,6.1779000000000001E-2,5.4621000000000003E-2,6.1228999999999999E-2,6.9523000000000001E-2,6.2180999999999997,4.7586000000000004,6.1185,7.8650000000000002,41804,37271,41461,46561,21.088000000000001,18.292999999999999,20.882000000000001,23.917000000000002,34.616999999999997,30.442,34.329000000000001,38.896000000000001,2.5680999999999998,2.2334000000000001,2.5533999999999999,2.9239999999999999,0.19694,0.17471,0.19571,0.22140000000000001,16772,14840,16681,18805,5.1425999999999999E-2,4.4363E-2,5.1056999999999998E-2,5.8547000000000002E-2,971.15,809.93,962.65,1137.5,0.26304,0.22688,0.26138,0.30088999999999999,0.39317999999999997,0.33882000000000001,0.38978000000000002,0.44751000000000002,3.4418000000000002,3.0424000000000002,3.4175,3.8677999999999999,55.697000000000003,49.213000000000001,55.134999999999998,63.045000000000002,39.055,23.774999999999999,39.180999999999997,53.707000000000001,3769.4,3338.6,3744.3,4232.3,3672.7,3254.2,3644.1,4112.6000000000004,25.532,19.969000000000001,24.448,31.456,1443.7,1277.7,1431.5,1624.7,2.9817999999999998,2.5739999999999998,2.9582000000000002,3.4138000000000002,0.23346,0.20155999999999999,0.23083999999999999,0.26830999999999999,4.3049999999999997,3.8109000000000002,4.2784000000000004,4.8419999999999996,0.29818,0.2606,0.29631999999999997,0.33621000000000001,19513,17238,19414,21910,4.3284999999999997E-2,3.7699000000000003E-2,4.3048999999999997E-2,4.9317E-2,0.63114000000000003,0.51165000000000005,0.62473999999999996,0.75480999999999998,3.2147999999999999,2.7124000000000001,3.1814,3.7054]
[62.416699999999999,6.2521999999999994E-2,5.5462999999999998E-2,6.2094999999999997E-2,6.9844000000000003E-2,6.2180999999999997,4.7586000000000004,6.1185,7.8650000000000002,42305,37895,41994,47002,21.366,18.613,21.125,24.030999999999999,34.912999999999997,30.870999999999999,34.643999999999998,38.845999999999997,2.5973000000000002,2.2541000000000002,2.5754000000000001,2.9697,0.19939999999999999,0.1767,0.19825999999999999,0.22134999999999999,16965,15025,16903,18879,5.1454E-2,4.4829000000000001E-2,5.1057999999999999E-2,5.8457000000000002E-2,980.44,829.94,972.68,1142.7,0.26147999999999999,0.2261,0.25996999999999998,0.29782999999999998,0.39544000000000001,0.34233000000000002,0.39267000000000002,0.44880999999999999,3.4786999999999999,3.0686,3.4457,3.8650000000000002,56.396000000000001,49.790999999999997,56.104999999999997,63.411000000000001,39.064,23.774999999999999,39.189,53.707000000000001,3813.5,3375.5,3794.9,4244.6000000000004,3716.1,3306,3696.9,4139.7,25.097999999999999,19.765000000000001,24.033999999999999,31.013000000000002,1459.4,1298,1448.3,1628.7,2.9685000000000001,2.5781000000000001,2.9357000000000002,3.3839000000000001,0.23302999999999999,0.20301,0.23093,0.26644000000000001,4.3575999999999997,3.8536999999999999,4.3292999999999999,4.8460000000000001,0.30073,0.26297999999999999,0.29955999999999999,0.33959,19760,17416,19661,22066,4.3777000000000003E-2,3.7927000000000002E-2,4.3611999999999998E-2,4.9700000000000001E-2,0.63578000000000001,0.51512000000000002,0.63288999999999995,0.76114999999999999,3.2042000000000002,2.7233999999999998,3.1825000000000001,3.6760000000000002]
[63.166699999999999,6.1233000000000003E-2,5.3323000000000002E-2,6.1273000000000001E-2,6.8935999999999997E-2,6.2180999999999997,4.7586000000000004,6.1185,7.8650000000000002,41754,36831,41518,46911,21.155999999999999,18.356999999999999,21.06,24.018999999999998,34.363,30.082999999999998,34.31,38.654000000000003,2.5605000000000002,2.2084999999999999,2.5390999999999999,2.9468000000000001,0.19713,0.17233999999999999,0.19661000000000001,0.22116,16748,14679,16674,18814,5.0056000000000003E-2,4.3128E-2,4.9787999999999999E-2,5.6947999999999999E-2,944.08,787.6,936.13,1107.9000000000001,0.25157000000000002,0.21528,0.25146000000000002,0.28866999999999998,0.38471,0.33110000000000001,0.38295000000000001,0.43801000000000001,3.4356,3.0182000000000002,3.4207999999999998,3.8618999999999999,55.456000000000003,48.408999999999999,55.375999999999998,62.524000000000001,39.042999999999999,23.774999999999999,39.188000000000002,53.637,3770.5,3294.4,3757.9,4241.8999999999996,3659.7,3211.5,3645.4,4104.8,24.016999999999999,18.797999999999998,22.844000000000001,29.611000000000001,1431.1,1251.5999999999999,1429.9,1607,2.8927,2.5009999999999999,2.8690000000000002,3.2911999999999999,0.22661000000000001,0.1958,0.22559000000000001,0.25990000000000002,4.3110999999999997,3.778,4.2925000000000004,4.8419999999999996,0.29360999999999998,0.25484000000000001,0.29264000000000001,0.33284000000000002,19550,17171,19501,22013,4.2395000000000002E-2,3.6450999999999997E-2,4.2418999999999998E-2,4.8527000000000001E-2,0.60031999999999996,0.47783999999999999,0.59977999999999998,0.71562999999999999,3.0859999999999999,2.6335999999999999,3.0672000000000001,3.5486]
[64,6.0911E-2,5.2859999999999997E-2,6.0742999999999998E-2,6.9027000000000005E-2,6.2180999999999997,4.7586000000000004,6.1185,7.8650000000000002,41427,36529,41360,46250,20.957999999999998,17.986000000000001,20.876999999999999,23.959,33.939,29.718,33.926000000000002,38.415999999999997,2.5383,2.1604999999999999,2.5270999999999999,2.9211,0.19527,0.17105000000000001,0.19494,0.22087000000000001,16580,14515,16504,18788,4.9201000000000002E-2,4.2028999999999997E-2,4.8736000000000002E-2,5.6424000000000002E-2,945.82,787.05,933.66,1116,0.24648999999999999,0.20942,0.24529000000000001,0.28584999999999999,0.38158999999999998,0.32385000000000003,0.38191000000000003,0.43702999999999997,3.3969,2.9712999999999998,3.3933,3.8523000000000001,55.069000000000003,47.783000000000001,54.707999999999998,62.783000000000001,39.048000000000002,23.774999999999999,39.188000000000002,53.707000000000001,3730.3,3264.2,3726.1,4236.1000000000004,3628.9,3167.1,3618.4,4105,23.341000000000001,18.396999999999998,22.396000000000001,28.413,1420.5,1238.5,1417.6,1611.4,2.8209,2.4300000000000002,2.8043,3.2448000000000001,0.22228999999999999,0.19248000000000001,0.22142999999999999,0.25530999999999998,4.2671000000000001,3.7399,4.2653999999999996,4.8356000000000003,0.29107,0.25133,0.29066999999999998,0.33368999999999999,19356,16821,19277,21913,4.2346000000000002E-2,3.6318999999999997E-2,4.2146000000000003E-2,4.8578000000000003E-2,0.60496000000000005,0.48596,0.60162000000000004,0.71862999999999999,3.0363000000000002,2.5823999999999998,3.0116999999999998,3.4992999999999999]
[64.666700000000006,6.1461000000000002E-2,5.3912000000000002E-2,6.1298999999999999E-2,6.9462999999999997E-2,6.2180999999999997,4.7586000000000004,6.1185,7.8650000000000002,41675,37026,41368,46719,21.067,18.286000000000001,20.94,23.963999999999999,34.046999999999997,30.026,33.817,38.582999999999998,2.5527000000000002,2.1913,2.5394000000000001,2.9367999999999999,0.19628000000000001,0.17254,0.19472,0.22314000000000001,16661,14666,16496,18955,4.9210999999999998E-2,4.2351E-2,4.9006000000000001E-2,5.5946000000000003E-2,961.86,811.6,953.93,1128.4000000000001,0.24589,0.21134,0.2457,0.28155000000000002,0.38364999999999999,0.32686999999999999,0.38292999999999999,0.43876999999999999,3.4098000000000002,2.9977999999999998,3.391,3.8658000000000001,55.476999999999997,48.302999999999997,55.012999999999998,63.093000000000004,39.055999999999997,23.774999999999999,39.189,53.707000000000001,3746.2,3281,3722.5,4256.3999999999996,3651.4,3225.2,3627,4140.7,23.094000000000001,18.303000000000001,22.172999999999998,28.187999999999999,1430.7,1255.9000000000001,1423.8,1623.5,2.8037999999999998,2.4260000000000002,2.7806000000000002,3.1996000000000002,0.22217000000000001,0.19338,0.22022,0.25377,4.2866,3.7679999999999998,4.2571000000000003,4.8615000000000004,0.29331000000000002,0.25417000000000001,0.29172999999999999,0.33266000000000001,19460,17031,19308,22187,4.2851E-2,3.6854999999999999E-2,4.2540000000000001E-2,4.9034000000000001E-2,0.61765999999999999,0.50582000000000005,0.6119,0.74826000000000004,3.0375000000000001,2.6004,3.0245000000000002,3.5074999999999998]
[64.916700000000006,6.0739000000000001E-2,5.3046999999999997E-2,6.0470000000000003E-2,6.9107000000000002E-2,6.2180999999999997,4.7586000000000004,6.1185,7.8650000000000002,41274,36439,40907,46421,20.881,17.943000000000001,20.646999999999998,23.89,33.695,29.420999999999999,33.435000000000002,38.271999999999998,2.5272999999999999,2.1516999999999999,2.5036999999999998,2.8957000000000002,0.19447,0.16969999999999999,0.19236,0.22173999999999999,16501,14406,16322,18786,4.8557000000000003E-2,4.1833000000000002E-2,4.8274999999999998E-2,5.5363000000000002E-2,946.85,792.6,936.89,1110.5999999999999,0.24188000000000001,0.20766999999999999,0.23923,0.27690999999999999,0.37842999999999999,0.32362999999999997,0.37734000000000001,0.43718000000000001,3.3774000000000002,2.9371,3.3466,3.8292999999999999,54.877000000000002,47.709000000000003,54.274999999999999,62.628,39.057000000000002,23.774999999999999,39.189,53.707000000000001,3711.9,3232.9,3682.3,4227.5,3614,3160.5,3585,4111.8,22.652999999999999,17.988,21.692,27.626000000000001,1414.4,1233.5,1407.9,1601.2,2.7679,2.3782000000000001,2.742,3.1576,0.21926999999999999,0.18973999999999999,0.21825,0.25108999999999998,4.2480000000000002,3.6962000000000002,4.2092999999999998,4.8384999999999998,0.28977000000000003,0.25044,0.28804999999999997,0.33052999999999999,19281,16729,19105,22034,4.2226E-2,3.635E-2,4.2072999999999999E-2,4.8551999999999998E-2,0.60443999999999998,0.49434,0.59719999999999995,0.73257000000000005,2.9889999999999999,2.5438999999999998,2.9659,3.4504000000000001]
[65.666700000000006,6.1336000000000002E-2,5.3566999999999997E-2,6.0914999999999997E-2,6.8964999999999999E-2,6.2180999999999997,4.7586000000000004,6.1185,7.8650000000000002,41662,36901,41450,46788,21.067,18.231000000000002,20.992000000000001,23.965,33.914000000000001,29.776,33.704000000000001,38.279000000000003,2.5482,2.1831999999999998,2.5225,2.9234,0.19617000000000001,0.17226,0.19470000000000001,0.22017999999999999,16637,14655,16524,18689,4.8654000000000003E-2,4.2126999999999998E-2,4.8516999999999998E-2,5.5391999999999997E-2,957.4,804.16,945.71,1128.2,0.24152999999999999,0.20827999999999999,0.24041000000000001,0.27612999999999999,0.38096000000000002,0.32438,0.37970999999999999,0.43918000000000001,3.4033000000000002,2.9723000000000002,3.3778000000000001,3.8433999999999999,55.320999999999998,48.402999999999999,55.121000000000002,62.563000000000002,39.055,23.774999999999999,39.189,53.707000000000001,3741.9,3283.5,3715.9,4198.7,3645.6,3202.4,3625,4125.2,22.384,18.032,21.693000000000001,27.199000000000002,1426.8,1251.2,1422.6,1600.1,2.7621000000000002,2.3921000000000001,2.7505999999999999,3.1522999999999999,0.21942999999999999,0.18998000000000001,0.21867,0.25126999999999999,4.2836999999999996,3.7544,4.2526000000000002,4.8285,0.29178999999999999,0.25242999999999999,0.29064000000000001,0.33229999999999998,19462,17003,19355,21942,4.2694999999999997E-2,3.6686000000000003E-2,4.2495999999999999E-2,4.9043999999999997E-2,0.61168999999999996,0.49857000000000001,0.60263,0.73533999999999999,2.9952000000000001,2.5556000000000001,2.9706000000000001,3.4571000000000001]
[66.333299999999994,6.1918000000000001E-2,5.4196000000000001E-2,6.1587000000000003E-2,6.9431000000000007E-2,6.2180999999999997,4.7586000000000004,6.1185,7.8650000000000002,42244,37303,41941,47332,21.419,18.670999999999999,21.31,24.311,34.362000000000002,30.093,34.253,38.622999999999998,2.5836999999999999,2.2187999999999999,2.5625,2.9666000000000001,0.19925999999999999,0.17459,0.19825000000000001,0.22381999999999999,16884,14828,16818,19049,4.8953999999999998E-2,4.2716999999999998E-2,4.8752999999999998E-2,5.5447999999999997E-2,957.19,809.35,945.14,1134.3,0.24113999999999999,0.20885999999999999,0.23988000000000001,0.27589999999999998,0.38290999999999997,0.32795000000000002,0.37913999999999998,0.43858000000000003,3.4548000000000001,3.0272000000000001,3.4388999999999998,3.8883000000000001,55.999000000000002,48.966000000000001,55.709000000000003,63.326000000000001,39.063000000000002,23.774999999999999,39.189,53.643000000000001,3801.5,3332.1,3777.6,4272.5,3694,3243.3,3675.7,4150.6000000000004,22.210999999999999,18.114000000000001,21.504000000000001,26.472000000000001,1441.7,1266.2,1435.4,1618.8,2.7831000000000001,2.4184000000000001,2.7606999999999999,3.1623999999999999,0.22059999999999999,0.19105,0.21922,0.25186999999999998,4.3532999999999999,3.8149999999999999,4.3326000000000002,4.8853999999999997,0.29396,0.2555,0.29249999999999998,0.33094000000000001,19771,17414,19676,22304,4.2802E-2,3.7005999999999997E-2,4.2582000000000002E-2,4.9033E-2,0.60279000000000005,0.48838999999999999,0.59650999999999998,0.73460000000000003,2.9952000000000001,2.5640999999999998,2.9771999999999998,3.4379]
[67.25,6.1156000000000002E-2,5.3668E-2,6.0983000000000002E-2,6.9296999999999997E-2,6.2180999999999997,4.7586000000000004,6.1185,7.8650000000000002,41900,36978,41654,46653,21.294,18.370999999999999,21.036000000000001,24.138000000000002,34.031999999999996,29.797999999999998,33.898000000000003,38.252000000000002,2.5619000000000001,2.2021000000000002,2.5413999999999999,2.9348999999999998,0.19791,0.17322000000000001,0.19658999999999999,0.22209999999999999,16756,14676,16667,18896,4.8114999999999998E-2,4.1868000000000002E-2,4.7882000000000001E-2,5.5051999999999997E-2,937.36,791.79,923.98,1099.7,0.23508999999999999,0.20254,0.23402000000000001,0.27009,0.3765,0.32761000000000001,0.37282999999999999,0.43424000000000001,3.4289000000000001,2.9937999999999998,3.4169999999999998,3.8481000000000001,55.421999999999997,48.709000000000003,54.94,63.033999999999999,39.051000000000002,23.774999999999999,39.189,53.643000000000001,3776,3299.2,3749.7,4242.8,3660.2,3205.8,3641.3,4142.3999999999996,21.513000000000002,17.452000000000002,20.887,25.902000000000001,1424.9,1245.2,1423.3,1612.3,2.7370999999999999,2.3797000000000001,2.7170000000000001,3.1025999999999998,0.21665999999999999,0.18662999999999999,0.21593000000000001,0.24773999999999999,4.3255999999999997,3.7778,4.2893999999999997,4.8532999999999999,0.28950999999999999,0.25209999999999999,0.28788000000000002,0.33015,19645,17170,19524,22375,4.2026000000000001E-2,3.6504000000000002E-2,4.1814999999999998E-2,4.8169999999999998E-2,0.58186000000000004,0.47205999999999998,0.57352000000000003,0.70784000000000002,2.9317000000000002,2.5221,2.9116,3.3675000000000002]
[68.25,6.1058000000000001E-2,5.3682000000000001E-2,6.0776999999999998E-2,6.9259000000000001E-2,6.2180999999999997,4.7586000000000004,6.1185,7.8650000000000002,41863,36980,41582,46789,21.268999999999998,18.196000000000002,21.216000000000001,24.081,33.908999999999999,29.707000000000001,33.704000000000001,38.076000000000001,2.5577999999999999,2.1958000000000002,2.5472000000000001,2.9249000000000001,0.19761000000000001,0.17294999999999999,0.19614000000000001,0.22219,16722,14698,16623,18815,4.7732999999999998E-2,4.1710999999999998E-2,4.7454000000000003E-2,5.4196000000000001E-2,935.79,785.98,924.18,1097.2,0.23230999999999999,0.20154,0.22993,0.26607999999999998,0.37506,0.32518000000000002,0.37264000000000003,0.43262,3.4211,2.9956,3.4077000000000002,3.8414000000000001,55.38,48.277000000000001,55.033000000000001,62.781999999999996,39.054000000000002,23.774999999999999,39.189,53.7,3768.4,3299.7,3745,4244.3,3653.4,3203.5,3639.9,4102.7,21.219000000000001,17.247,20.588000000000001,25.707999999999998,1421.7,1256.5,1415.8,1600.8,2.7061999999999999,2.3462999999999998,2.6901000000000002,3.0676000000000001,0.21478,0.18667,0.21335999999999999,0.24487,4.3183999999999996,3.7745000000000002,4.2961,4.8639999999999999,0.28872999999999999,0.25152999999999998,0.28814000000000001,0.32690000000000002,19610,17205,19505,22221,4.1919999999999999E-2,3.6112999999999999E-2,4.1583000000000002E-2,4.7890000000000002E-2,0.57970999999999995,0.46843000000000001,0.56981999999999999,0.70669000000000004,2.8990999999999998,2.5110999999999999,2.8832,3.3062999999999998]
[68.833299999999994,6.0689E-2,5.2885000000000001E-2,6.0394000000000003E-2,6.8794999999999995E-2,6.2180999999999997,4.7586000000000004,6.1185,7.8650000000000002,41335,36482,41163,46486,20.925000000000001,18.042999999999999,20.870999999999999,23.812999999999999,33.387,29.164000000000001,33.308,37.756999999999998,2.5238999999999998,2.1621000000000001,2.5024999999999999,2.8740999999999999,0.19458,0.16991000000000001,0.19384000000000001,0.21994,16470,14362,16392,18646,4.7102999999999999E-2,4.0888000000000001E-2,4.6780000000000002E-2,5.3553999999999997E-2,948.18,785.59,939.74,1111.8,0.23025000000000001,0.19911000000000001,0.22832,0.26362999999999998,0.37323000000000001,0.31922,0.36960999999999999,0.43519000000000002,3.3654000000000002,2.9384000000000001,3.3500999999999999,3.8014000000000001,54.881,47.781999999999996,54.494999999999997,62.32,39.048000000000002,23.774999999999999,39.189,53.643000000000001,3706.3,3230.9,3686.8,4192,3608.6,3150,3584.9,4068.1,20.91,16.899999999999999,20.11,25.457000000000001,1409.2,1233.2,1402.7,1597.6,2.6488,2.2955000000000001,2.6352000000000002,3.0211000000000001,0.21165,0.18321999999999999,0.21063999999999999,0.24013999999999999,4.2473000000000001,3.7103000000000002,4.2328999999999999,4.7983000000000002,0.28648000000000001,0.24868999999999999,0.28460000000000002,0.32507000000000003,19293,16700,19192,21971,4.215E-2,3.6468E-2,4.1862999999999997E-2,4.8404999999999997E-2,0.59655999999999998,0.48431000000000002,0.59192999999999996,0.73307999999999995,2.8845999999999998,2.4746000000000001,2.8693,3.3001]
[69.583299999999994,6.1534999999999999E-2,5.4191999999999997E-2,6.1284999999999999E-2,6.9198999999999997E-2,6.2180999999999997,4.7586000000000004,6.1185,7.8650000000000002,41859,37454,41593,46641,21.181999999999999,18.484000000000002,21.193999999999999,23.905999999999999,33.76,29.815999999999999,33.799999999999997,37.694000000000003,2.5556000000000001,2.2052,2.5324,2.8871000000000002,0.19696,0.17437,0.19672999999999999,0.21973000000000001,16669,14718,16643,18656,4.7544999999999997E-2,4.1578999999999998E-2,4.7285000000000001E-2,5.3421999999999997E-2,965.21,805.74,953.05,1129.3,0.23197000000000001,0.20183000000000001,0.22969999999999999,0.26440000000000002,0.37803999999999999,0.32577,0.37469999999999998,0.43564000000000003,3.4049,3.0057,3.4037000000000002,3.7993999999999999,55.606999999999999,48.762999999999998,55.209000000000003,62.722000000000001,39.06,23.774999999999999,39.189,53.707000000000001,3750,3323.1,3752.2,4198.3,3654,3225.9,3644.4,4088.6,20.855,16.925000000000001,20.111000000000001,24.876000000000001,1427.6,1260.7,1421,1598,2.6650999999999998,2.3435000000000001,2.66,2.9895,0.21354999999999999,0.18693000000000001,0.21288000000000001,0.24207000000000001,4.2980999999999998,3.8089,4.2995999999999999,4.8011999999999997,0.29013,0.25425999999999999,0.28875000000000001,0.32684000000000002,19526,17227,19454,21981,4.2779999999999999E-2,3.7197000000000001E-2,4.2476E-2,4.8717999999999997E-2,0.60802999999999996,0.49602000000000002,0.60009999999999997,0.72965999999999998,2.9155000000000002,2.5230000000000001,2.8942000000000001,3.3458999999999999]
[70.25,6.1251E-2,5.3915999999999999E-2,6.0829000000000001E-2,6.9133E-2,6.2180999999999997,4.7586000000000004,6.1185,7.8650000000000002,42032,37657,41724,46833,21.382000000000001,18.72,21.375,24.071999999999999,33.945999999999998,29.901,33.905999999999999,38.052,2.5672000000000001,2.2263999999999999,2.5455000000000001,2.9123000000000001,0.19850999999999999,0.17501,0.19858999999999999,0.2228,16783,14772,16797,18854,4.7388E-2,4.1491E-2,4.7335000000000002E-2,5.3402999999999999E-2,939.43,786.29,929.67,1106.3,0.22877,0.19947000000000001,0.22620000000000001,0.26205000000000001,0.37480000000000002,0.32618000000000003,0.37086999999999998,0.42759000000000003,3.4323999999999999,3.0190999999999999,3.4257,3.8386999999999998,55.622,48.975999999999999,55.386000000000003,62.732999999999997,39.042999999999999,23.774999999999999,39.188000000000002,53.643000000000001,3783.3,3328,3785.5,4246.2,3665.9,3235.4,3662.2,4106,20.620999999999999,16.747,19.956,24.635999999999999,1425.1,1254.5,1417.4,1602.3,2.6762000000000001,2.3292000000000002,2.6688999999999998,3.0095000000000001,0.21306,0.18579999999999999,0.21210999999999999,0.24091000000000001,4.3375000000000004,3.8113999999999999,4.3387000000000002,4.8639000000000001,0.28856999999999999,0.25235999999999997,0.28711999999999999,0.32635999999999998,19692,17264,19687,22265,4.2007999999999997E-2,3.6451999999999998E-2,4.1689999999999998E-2,4.8119000000000002E-2,0.57698000000000005,0.46977999999999998,0.56599999999999995,0.69525999999999999,2.8715000000000002,2.4954000000000001,2.8529,3.2976000000000001]
[70.5,6.1657000000000003E-2,5.4335000000000001E-2,6.1130999999999998E-2,6.9179000000000004E-2,6.2180999999999997,4.7586000000000004,6.1185,7.8650000000000002,41942,37372,41682,46638,21.231999999999999,18.478000000000002,21.251999999999999,23.850999999999999,33.786999999999999,29.763999999999999,33.790999999999997,37.908999999999999,2.56,2.2185999999999999,2.5470999999999999,2.8986999999999998,0.19739000000000001,0.17430000000000001,0.19727,0.22123000000000001,16699,14669,16702,18725,4.7432000000000002E-2,4.1472000000000002E-2,4.7232000000000003E-2,5.3432E-2,967.61,807.69,953.36,1129.7,0.23088,0.20136999999999999,0.22853999999999999,0.26201999999999998,0.37886999999999998,0.32857999999999998,0.37552000000000002,0.43038999999999999,3.4104999999999999,3.0045999999999999,3.4115000000000002,3.8241999999999998,55.720999999999997,49.393000000000001,55.268999999999998,62.686,39.064,23.774999999999999,39.189,53.707000000000001,3757,3307.4,3754.2,4220.5,3660.5,3229.1,3652.1,4099.3999999999996,20.605,16.760000000000002,19.946999999999999,24.84,1429.9,1260.8,1420.7,1600.1,2.6539000000000001,2.3224,2.6494,2.9843000000000002,0.21317,0.18604999999999999,0.21178,0.24107999999999999,4.3070000000000004,3.7972000000000001,4.3113999999999999,4.8367000000000004,0.29042000000000001,0.25346999999999997,0.28794999999999998,0.32767000000000002,19570,17219,19487,22020,4.2870999999999999E-2,3.7359000000000003E-2,4.2542000000000003E-2,4.8981999999999998E-2,0.60821000000000003,0.49584,0.59743000000000002,0.73477999999999999,2.9081000000000001,2.4996,2.8792,3.3532000000000002]
[71.416700000000006,6.2028E-2,5.4634000000000002E-2,6.1655000000000001E-2,6.9762000000000005E-2,6.2180999999999997,4.7586000000000004,6.1185,7.8650000000000002,42218,37720,41853,46866,21.411999999999999,18.754000000000001,21.329000000000001,24.190999999999999,34.012999999999998,29.965,33.926000000000002,38.140999999999998,2.5788000000000002,2.2286000000000001,2.5531000000000001,2.9329000000000001,0.19897999999999999,0.17502999999999999,0.19839999999999999,0.22317000000000001,16828,14766,16798,18886,4.7581999999999999E-2,4.1937000000000002E-2,4.7428999999999999E-2,5.3671999999999997E-2,970.94,810.76,953.43,1156.5,0.23086000000000001,0.20194999999999999,0.22882,0.26285999999999998,0.38017000000000001,0.32723999999999998,0.37563000000000002,0.43195,3.4359999999999999,3.0150000000000001,3.4300999999999999,3.8574000000000002,56.143000000000001,49.668999999999997,55.761000000000003,63.551000000000002,39.064,23.774999999999999,39.189,53.707000000000001,3787.1,3322.3,3780,4248.2,3686,3259.7,3658.4,4138.2,20.484999999999999,16.648,19.716000000000001,24.777000000000001,1438.6,1269.7,1431.9,1612.4,2.661,2.3260999999999998,2.6585999999999999,2.9931999999999999,0.21390999999999999,0.18851000000000001,0.21373,0.2429,4.3422000000000001,3.8172999999999999,4.3353999999999999,4.8710000000000004,0.29153000000000001,0.25597999999999999,0.28974,0.33123999999999998,19723,17308,19692,22238,4.2974999999999999E-2,3.7102000000000003E-2,4.2687999999999997E-2,4.9279000000000003E-2,0.60680999999999996,0.49170000000000003,0.60091000000000006,0.73833000000000004,2.9074,2.5004,2.8809,3.3449]
[72.083299999999994,6.0344000000000002E-2,5.2873000000000003E-2,5.9737999999999999E-2,6.7959000000000006E-2,6.2180999999999997,4.7586000000000004,6.1185,7.8650000000000002,41308,36408,41141,46409,20.984000000000002,18.207000000000001,20.919,23.789000000000001,33.252000000000002,29.113,33.094999999999999,37.506,2.5206,2.1787999999999998,2.5021,2.8725000000000001,0.1948,0.17088,0.19414999999999999,0.22026000000000001,16464,14408,16411,18574,4.6287000000000002E-2,4.0599000000000003E-2,4.6127000000000001E-2,5.2098999999999999E-2,932.61,781.27,919.24,1108.0999999999999,0.22322,0.19442000000000001,0.22194,0.25397999999999998,0.36892000000000003,0.31849,0.36645,0.42219000000000001,3.3639000000000001,2.9388999999999998,3.3462000000000001,3.7905000000000002,54.710999999999999,47.923999999999999,54.356999999999999,62.055999999999997,39.052999999999997,23.774999999999999,39.188000000000002,53.707000000000001,3709.2,3256,3698.6,4186.1000000000004,3600.5,3155.5,3580.1,4060.8,19.856999999999999,16.114000000000001,19.295999999999999,24.064,1401.5,1223.5999999999999,1388.9,1578.4,2.5973000000000002,2.2660999999999998,2.5868000000000002,2.9422000000000001,0.20805999999999999,0.18078,0.20646,0.23551,4.2537000000000003,3.7328999999999999,4.2404000000000002,4.7981999999999996,0.28333000000000003,0.24590999999999999,0.28121000000000002,0.32157000000000002,19315,16874,19159,21853,4.1533E-2,3.5795E-2,4.0964E-2,4.7416E-2,0.57613999999999999,0.46851999999999999,0.57265999999999995,0.69001999999999997,2.8119000000000001,2.4268000000000001,2.7749999999999999,3.2305000000000001]
[72.833299999999994,6.0023E-2,5.2669000000000001E-2,5.9472999999999998E-2,6.8315000000000001E-2,6.2180999999999997,4.7586000000000004,6.1185,7.8650000000000002,40925,36193,40622,46103,20.754000000000001,17.978000000000002,20.613,23.798999999999999,32.893000000000001,28.913,32.621000000000002,37.353000000000002,2.4964,2.1587999999999998,2.4698000000000002,2.8732000000000002,0.19273000000000001,0.16952999999999999,0.19089999999999999,0.21923000000000001,16291,14304,16103,18529,4.5844000000000003E-2,4.0281999999999998E-2,4.5269999999999998E-2,5.2197E-2,937.09,777.27,925.64,1112.5,0.22159000000000001,0.19281999999999999,0.21887000000000001,0.25451000000000001,0.36703999999999998,0.31756000000000001,0.36198999999999998,0.42220000000000002,3.3262,2.9211,3.3,3.7841,54.283000000000001,47.555999999999997,53.695,61.38,39.033999999999999,23.774999999999999,39.189,53.673999999999999,3667.1,3225.1,3631.1,4173.5,3569.3,3134.7,3535.1,4045.7,19.620999999999999,15.994999999999999,18.988,24.045999999999999,1391.8,1223.5999999999999,1376,1578.5,2.5592000000000001,2.2444999999999999,2.5364,2.9167000000000001,0.20593,0.17859,0.2036,0.23674999999999999,4.2058,3.7029000000000001,4.1698000000000004,4.7824999999999998,0.28161999999999998,0.24571000000000001,0.27886,0.32200000000000001,19104,16672,18915,21839,4.1549999999999997E-2,3.5714000000000003E-2,4.1142999999999999E-2,4.8126000000000002E-2,0.58440000000000003,0.47504000000000002,0.57428999999999997,0.70777999999999996,2.8037999999999998,2.4211999999999998,2.7652999999999999,3.218]
[73.416700000000006,6.1550000000000001E-2,5.4414999999999998E-2,6.1057E-2,6.9786000000000001E-2,6.2180999999999997,4.7586000000000004,6.1185,7.8650000000000002,41941,37389,41445,47143,21.268999999999998,18.509,21.074000000000002,24.204000000000001,33.692999999999998,29.817,33.31,37.987000000000002,2.5583,2.2227999999999999,2.5388000000000002,2.9339,0.19750000000000001,0.17499999999999999,0.19531000000000001,0.22294,16693,14811,16467,18858,4.691E-2,4.1565999999999999E-2,4.6401999999999999E-2,5.2928000000000003E-2,959.78,795.24,953.92,1130.0999999999999,0.22650999999999999,0.19863,0.22528999999999999,0.25733,0.37712000000000001,0.32756999999999997,0.37296000000000001,0.43339,3.4075000000000002,3.0150000000000001,3.3668999999999998,3.8532999999999999,55.668999999999997,48.981999999999999,55.122,62.848999999999997,39.064,23.774999999999999,39.189,53.707000000000001,3757.4,3329.9,3718.2,4247.3999999999996,3658.8,3236,3616.1,4120.7,20.079000000000001,16.437000000000001,19.376999999999999,24.524999999999999,1426.7,1261.8,1416.8,1614.2,2.6158000000000001,2.3102999999999998,2.5882000000000001,2.9582000000000002,0.21068999999999999,0.18381,0.20830000000000001,0.23993,4.3095999999999997,3.8245,4.2676999999999996,4.8662999999999998,0.28877000000000003,0.25367000000000001,0.28627000000000002,0.32941999999999999,19577,17253,19324,22076,4.2631000000000002E-2,3.6705000000000002E-2,4.2325000000000002E-2,4.895E-2,0.60038000000000002,0.48499999999999999,0.59197999999999995,0.72482999999999997,2.8645999999999998,2.4765000000000001,2.8380999999999998,3.3043]
[74.416700000000006,6.1494E-2,5.3659999999999999E-2,6.1457999999999999E-2,6.9517999999999996E-2,6.2180999999999997,4.7586000000000004,6.1185,7.8650000000000002,41951,37335,41636,47351,21.286000000000001,18.315000000000001,21.177,24.28,33.677,29.35,33.432000000000002,37.948999999999998,2.5590999999999999,2.1926999999999999,2.5430000000000001,2.9310999999999998,0.1976,0.17279,0.19616,0.2225,16695,14637,16550,18810,4.6757E-2,4.0864999999999999E-2,4.6579000000000002E-2,5.2685000000000003E-2,958.63,799.29,951.32,1130.4000000000001,0.22517999999999999,0.19547,0.22447,0.25627,0.37586999999999998,0.32490000000000002,0.37407000000000001,0.43147999999999997,3.4083000000000001,2.9796999999999998,3.3889999999999998,3.8441999999999998,55.591999999999999,48.637999999999998,55.319000000000003,62.61,39.064,23.774999999999999,39.189,53.707000000000001,3758.9,3285.8,3735.1,4247.8999999999996,3658,3195.9,3629.8,4128.7,19.934999999999999,16.135000000000002,19.268000000000001,24.015000000000001,1425.6,1246.9000000000001,1419.9,1605.3,2.6074000000000002,2.2728000000000002,2.5960999999999999,2.9441000000000002,0.21024999999999999,0.18218000000000001,0.20885999999999999,0.23882,4.3121,3.7667000000000002,4.2925000000000004,4.8578000000000001,0.28847,0.25052999999999997,0.28745999999999999,0.32805000000000001,19590,17166,19421,22196,4.2480999999999998E-2,3.6497000000000002E-2,4.2472000000000003E-2,4.8748E-2,0.59636999999999996,0.48522999999999999,0.58962999999999999,0.71767999999999998,2.8498999999999999,2.4687000000000001,2.8228,3.2706]
[75.166700000000006,6.0226000000000002E-2,5.2323000000000001E-2,6.0131999999999998E-2,6.8257999999999999E-2,6.2180999999999997,4.7586000000000004,6.1185,7.8650000000000002,41390,36467,41291,46393,21.045000000000002,18.053000000000001,20.928000000000001,24.091999999999999,33.216000000000001,28.856999999999999,33.225999999999999,37.433999999999997,2.5222000000000002,2.1598000000000002,2.4996,2.8994,0.19517999999999999,0.16961999999999999,0.19575000000000001,0.22009000000000001,16481,14377,16530,18590,4.5858999999999997E-2,3.9891000000000003E-2,4.5822000000000002E-2,5.2079E-2,923.48,764.33,914.29,1086.5,0.21920000000000001,0.18867,0.21878,0.25013000000000002,0.36681999999999998,0.31519000000000003,0.36332999999999999,0.42338999999999999,3.3673000000000002,2.9302000000000001,3.3734000000000002,3.8050999999999999,54.637,47.68,54.515999999999998,61.930999999999997,39.052,23.774999999999999,39.189,53.707000000000001,3715.5,3233.8,3722.3,4197.8,3602,3137,3601.2,4076.5,19.405999999999999,15.863,18.884,23.318999999999999,1399,1216.5,1396.5,1589.1,2.5708000000000002,2.2330999999999999,2.5718999999999999,2.9138000000000002,0.20638000000000001,0.17838000000000001,0.20574999999999999,0.23466000000000001,4.2629999999999999,3.7052999999999998,4.2679,4.8075999999999999,0.2823,0.24490000000000001,0.28106999999999999,0.31952000000000003,19363,16876,19282,21964,4.1229000000000002E-2,3.5456000000000001E-2,4.0953999999999997E-2,4.7506E-2,0.56510000000000005,0.46087,0.55633999999999995,0.68430999999999997,2.7734000000000001,2.3714,2.7618,3.1778]
[75.833299999999994,5.9921000000000002E-2,5.1853999999999997E-2,5.9992999999999998E-2,6.8278000000000005E-2,6.2180999999999997,4.7586000000000004,6.1185,7.8650000000000002,40948,35722,40993,45811,20.756,17.748999999999999,20.748999999999999,23.628,32.804000000000002,28.404,32.85,36.930999999999997,2.4944000000000002,2.1356999999999999,2.4723999999999999,2.8980999999999999,0.19267000000000001,0.16714000000000001,0.19313,0.21729999999999999,16275,14114,16297,18323,4.5442000000000003E-2,3.9036000000000001E-2,4.5602999999999998E-2,5.1680999999999998E-2,932.23,760,919.46,1114,0.21818000000000001,0.18704000000000001,0.21834000000000001,0.25018000000000001,0.36608000000000002,0.31064999999999998,0.36297000000000001,0.42531000000000002,3.3224999999999998,2.8797999999999999,3.3248000000000002,3.7349999999999999,54.149000000000001,47.054000000000002,54.088999999999999,61.161999999999999,39.020000000000003,23.713999999999999,39.180999999999997,53.582999999999998,3664.6,3183.1,3668.5,4126.5,3565.8,3090,3566.5,4043.9,19.170000000000002,15.429,18.738,23.084,1388.9,1200.7,1392.1,1578.1,2.5310000000000001,2.1919,2.5350999999999999,2.8534999999999999,0.20432,0.17433999999999999,0.20371,0.23332,4.2043999999999997,3.6463000000000001,4.2118000000000002,4.7229000000000001,0.28081,0.24055000000000001,0.28039999999999998,0.32229999999999998,19104,16492,19140,21606,4.1369000000000003E-2,3.5243999999999998E-2,4.1119999999999997E-2,4.8070000000000002E-2,0.57930999999999999,0.46418999999999999,0.57176000000000005,0.70645000000000002,2.7658,2.359,2.7643,3.1629]
[76.083299999999994,6.0003000000000001E-2,5.2005000000000003E-2,6.0169E-2,6.8284999999999998E-2,6.2180999999999997,4.7586000000000004,6.1185,7.8650000000000002,41189,35944,41190,45980,20.920999999999999,17.994,20.914000000000001,23.792999999999999,33.017000000000003,28.695,33.043999999999997,37.231999999999999,2.5091999999999999,2.1486999999999998,2.4891999999999999,2.9144000000000001,0.19406999999999999,0.16880000000000001,0.19464000000000001,0.21890999999999999,16387,14247,16405,18465,4.5578E-2,3.9330999999999998E-2,4.5691000000000002E-2,5.1687999999999998E-2,923.8,756.52,910.68,1097.3,0.21784999999999999,0.18715000000000001,0.21822,0.24906,0.36591000000000001,0.311,0.36297000000000001,0.42392999999999997,3.3473999999999999,2.9098000000000002,3.3477999999999999,3.7622,54.357999999999997,47.411000000000001,54.375,61.238999999999997,39.037999999999997,23.774999999999999,39.188000000000002,53.582999999999998,3693.2,3212.1,3704.1,4162.3999999999996,3584.3,3118.5,3587.2,4061.8,19.170000000000002,15.593,18.741,23.02,1392.9,1205.9000000000001,1395.8,1582.2,2.5489999999999999,2.2134,2.5527000000000002,2.8711000000000002,0.20499999999999999,0.17552999999999999,0.20448,0.23355999999999999,4.2377000000000002,3.69,4.2427999999999999,4.7727000000000004,0.28109000000000001,0.24213999999999999,0.28094999999999998,0.32185999999999998,19250,16679,19223,21780,4.1155999999999998E-2,3.5229000000000003E-2,4.0962999999999999E-2,4.7784E-2,0.56718999999999997,0.45306000000000002,0.56011,0.69103000000000003,2.7591000000000001,2.3586999999999998,2.758,3.1434000000000002]
[77,5.9985999999999998E-2,5.1409999999999997E-2,5.9656000000000001E-2,6.8669999999999995E-2,6.2180999999999997,4.7586000000000004,6.1185,7.8650000000000002,41102,35614,41045,46317,20.855,17.971,20.765000000000001,24.085999999999999,32.911999999999999,28.440999999999999,32.744,37.57,2.5023,2.1335000000000002,2.4811999999999999,2.9007999999999998,0.19349,0.16794999999999999,0.19195999999999999,0.22091,16338,14151,16215,18652,4.5451999999999999E-2,3.8975999999999997E-2,4.5229999999999999E-2,5.2102999999999997E-2,927.45,754.73,912.18,1115.9000000000001,0.21748999999999999,0.18529999999999999,0.21604000000000001,0.25065999999999999,0.36612,0.31019000000000002,0.36274000000000001,0.42555999999999999,3.3357000000000001,2.8862000000000001,3.3189000000000002,3.8056999999999999,54.348999999999997,46.991999999999997,53.918999999999997,62.177,39.045000000000002,23.774999999999999,39.189,53.707000000000001,3680.8,3190.9,3655.3,4199.8999999999996,3577,3090.7,3559.7,4078.5,19.134,15.412000000000001,18.645,23.512,1391.3,1196.0999999999999,1384.4,1586,2.5348000000000002,2.1919,2.5152000000000001,2.8957999999999999,0.20455999999999999,0.17629,0.20347000000000001,0.23558999999999999,4.2236000000000002,3.6558999999999999,4.1942000000000004,4.8146000000000004,0.28048000000000001,0.24013999999999999,0.27799000000000001,0.32095000000000001,19183,16552,19052,21988,4.1293999999999997E-2,3.4979999999999997E-2,4.0857999999999998E-2,4.7923E-2,0.57281000000000004,0.45918999999999999,0.55825999999999998,0.70440999999999998,2.7566000000000002,2.3502000000000001,2.7360000000000002,3.2189999999999999]
[77.666700000000006,6.0699999999999997E-2,5.2935999999999997E-2,6.0572000000000001E-2,6.9186999999999999E-2,6.2180999999999997,4.7586000000000004,6.1185,7.8650000000000002,41430,36313,41280,46608,21,18.266999999999999,20.853000000000002,24.241,33.164000000000001,29.032,33.061999999999998,37.783999999999999,2.5238999999999998,2.1760000000000002,2.4918999999999998,2.9034,0.19494,0.17041999999999999,0.19441,0.22083,16464,14385,16427,18662,4.5870000000000001E-2,4.0063000000000001E-2,4.5700999999999999E-2,5.2214000000000003E-2,945.19,774.91,932.38,1120.7,0.22006000000000001,0.19005,0.21992,0.25152000000000002,0.37070999999999998,0.32123000000000002,0.36696000000000001,0.42978,3.3591000000000002,2.9518,3.3475000000000001,3.8271000000000002,54.901000000000003,48.031999999999996,54.676000000000002,62.432000000000002,39.06,23.774999999999999,39.189,53.707000000000001,3706.5,3237.8,3694.7,4205.3,3609.4,3168.1,3602,4113.3,19.234000000000002,15.677,18.783000000000001,23.16,1406.1,1227.7,1403.4,1603.6,2.5489000000000002,2.2185000000000001,2.5413999999999999,2.9049999999999998,0.20643,0.1792,0.2049,0.23572000000000001,4.2530000000000001,3.7225999999999999,4.2408000000000001,4.8365,0.28347,0.24360000000000001,0.28104000000000001,0.32278000000000001,19334,16788,19227,21952,4.2046E-2,3.6261000000000002E-2,4.1411999999999997E-2,4.8573999999999999E-2,0.58909,0.47741,0.57747999999999999,0.70962000000000003,2.7930000000000001,2.3885000000000001,2.7602000000000002,3.2372999999999998]
[78.416700000000006,6.1537000000000001E-2,5.3994E-2,6.1095999999999998E-2,6.9814000000000001E-2,6.2180999999999997,4.7586000000000004,6.1185,7.8650000000000002,42026,37173,41801,47222,21.306000000000001,18.619,21.161000000000001,24.481999999999999,33.630000000000003,29.527000000000001,33.481000000000002,37.972999999999999,2.5600999999999998,2.202,2.5381,2.9420999999999999,0.19775999999999999,0.17365,0.19705,0.22295999999999999,16701,14652,16647,18798,4.6466E-2,4.0745999999999997E-2,4.6282999999999998E-2,5.2630000000000003E-2,957.97,784.62,940.79,1135.0999999999999,0.22267000000000001,0.19411999999999999,0.22091,0.25363000000000002,0.37561,0.32480999999999999,0.37103000000000003,0.43413000000000002,3.4075000000000002,2.9872000000000001,3.3982000000000001,3.8519000000000001,55.664000000000001,48.845999999999997,55.566000000000003,63.073999999999998,39.064,23.774999999999999,39.189,53.707000000000001,3759.9,3298.4,3745.9,4237.2,3660.1,3223.2,3650.3,4131.5,19.399000000000001,15.92,18.978000000000002,23.331,1425.6,1253.5,1418.2,1611.1,2.5819999999999999,2.2652999999999999,2.5758999999999999,2.9169999999999998,0.20876,0.18292,0.20763000000000001,0.23696999999999999,4.3147000000000002,3.7875000000000001,4.2952000000000004,4.87,0.28731000000000001,0.25034000000000001,0.28543000000000002,0.32490000000000002,19613,17155,19571,22066,4.2589000000000002E-2,3.6909999999999998E-2,4.2042999999999997E-2,4.9132000000000002E-2,0.59553,0.47867999999999999,0.58555999999999997,0.72824999999999995,2.8239999999999998,2.4380000000000002,2.7976000000000001,3.2797999999999998]
[79,5.9972999999999999E-2,5.2193000000000003E-2,5.9542999999999999E-2,6.8067000000000003E-2,6.2180999999999997,4.7586000000000004,6.1185,7.8650000000000002,41149,35925,40877,46575,20.88,18.030999999999999,20.885000000000002,23.998999999999999,32.912999999999997,28.684000000000001,32.728999999999999,37.247,2.5045999999999999,2.1638000000000002,2.4807999999999999,2.9043999999999999,0.19367999999999999,0.16861000000000001,0.19255,0.21884999999999999,16352,14190,16242,18458,4.5331999999999997E-2,3.9393999999999998E-2,4.4968000000000001E-2,5.1423999999999997E-2,926.01,758.03,910.56,1109,0.21629000000000001,0.18668999999999999,0.21473,0.24759,0.36582999999999999,0.31589,0.36018,0.42476999999999998,3.3380999999999998,2.9115000000000002,3.3243999999999998,3.7808000000000002,54.36,47.037999999999997,53.981000000000002,61.575000000000003,39.052999999999997,23.774999999999999,39.180999999999997,53.643000000000001,3684.2,3205.5,3663.6,4162.8999999999996,3578.4,3119.9,3558.6,4054.5,19.062999999999999,15.52,18.553999999999998,23.021000000000001,1391.1,1212.2,1380.2,1578.3,2.5272999999999999,2.1964000000000001,2.5131999999999999,2.8653,0.20357,0.17602999999999999,0.20280999999999999,0.23286999999999999,4.2279999999999998,3.6819999999999999,4.2072000000000003,4.7794999999999996,0.28005000000000002,0.24104999999999999,0.27694000000000002,0.3211,19216,16538,19157,21829,4.1279000000000003E-2,3.5464000000000002E-2,4.0767999999999999E-2,4.7953999999999997E-2,0.56957000000000002,0.45578000000000002,0.55894999999999995,0.69433999999999996,2.7422,2.3456999999999999,2.7193999999999998,3.1732999999999998]
[80,5.9797000000000003E-2,5.1723999999999999E-2,5.9740000000000001E-2,6.8243999999999999E-2,6.2180999999999997,4.7586000000000004,6.1185,7.8650000000000002,41026,35712,41024,46257,20.794,17.873000000000001,20.82,23.878,32.780999999999999,28.253,32.872,37.201000000000001,2.4948999999999999,2.1112000000000002,2.4891000000000001,2.8835000000000002,0.19295999999999999,0.16622000000000001,0.19338,0.21881,16290,14033,16292,18435,4.5143000000000003E-2,3.8674E-2,4.5092E-2,5.1401000000000002E-2,926.55,756.49,912.21,1115.0999999999999,0.21537000000000001,0.18279999999999999,0.21492,0.24645,0.36520000000000002,0.31008999999999998,0.36263000000000001,0.42534,3.3246000000000002,2.8681000000000001,3.3353000000000002,3.7787999999999999,54.195,46.494999999999997,54.16,61.625,39.057000000000002,23.774999999999999,39.189,53.707000000000001,3669.9,3162.8,3669.7,4163.8,3565.2,3070.6,3574.5,4044.1,18.954999999999998,15.305,18.399000000000001,22.963000000000001,1386.5,1190.8,1386.5,1577.7,2.5135999999999998,2.1596000000000002,2.5125999999999999,2.863,0.20263,0.17580000000000001,0.20185,0.23125000000000001,4.2115,3.6267,4.2074999999999996,4.7857000000000003,0.27905999999999997,0.23966000000000001,0.27925,0.31978000000000001,19148,16450,19081,21898,4.1194000000000001E-2,3.4957000000000002E-2,4.0972000000000001E-2,4.7484999999999999E-2,0.56954000000000005,0.46071000000000001,0.56179999999999997,0.69611000000000001,2.7309999999999999,2.3298999999999999,2.7081,3.1694]
[80.166700000000006,6.0026000000000003E-2,5.1991000000000002E-2,5.9957999999999997E-2,6.8338999999999997E-2,6.2180999999999997,4.7586000000000004,6.1185,7.8650000000000002,41332,36084,41296,46511,20.986999999999998,18.12,21.007000000000001,24.023,33.048000000000002,28.542000000000002,33.128,37.363,2.5133000000000001,2.1377999999999999,2.5110000000000001,2.9026999999999998,0.19464000000000001,0.16819999999999999,0.19481000000000001,0.22019,16427,14177,16404,18532,4.5385000000000002E-2,3.9072999999999997E-2,4.5329000000000001E-2,5.1491000000000002E-2,921.9,754.34,906.56,1108.2,0.21575,0.18396000000000001,0.21531,0.24662000000000001,0.36603000000000002,0.31167,0.36313000000000001,0.42520999999999998,3.3542999999999998,2.9039999999999999,3.3653,3.7860999999999998,54.508000000000003,46.969000000000001,54.533999999999999,61.688000000000002,39.046999999999997,23.774999999999999,39.189,53.707000000000001,3703.6,3201.9,3699.9,4196.1000000000004,3590,3103.1,3598.2,4065.1,19.015999999999998,15.433,18.466999999999999,22.959,1393.5,1199.2,1394.1,1579.3,2.536,2.1836000000000002,2.5352000000000001,2.8786999999999998,0.20379,0.17763000000000001,0.20321,0.23186000000000001,4.2504999999999997,3.6747000000000001,4.2531999999999996,4.8068999999999997,0.28011000000000003,0.24126,0.28005000000000002,0.32052999999999998,19321,16647,19255,22026,4.1124000000000001E-2,3.4946999999999999E-2,4.095E-2,4.7329000000000003E-2,0.56093999999999999,0.45427000000000001,0.55339000000000005,0.68542999999999998,2.7330999999999999,2.3344,2.7117,3.1760999999999999]
[80.916700000000006,5.9818999999999997E-2,5.1777999999999998E-2,5.9923999999999998E-2,6.8140000000000006E-2,6.2180999999999997,4.7586000000000004,6.1185,7.8650000000000002,40979,35515,40888,46461,20.748999999999999,17.690000000000001,20.734999999999999,23.771000000000001,32.719000000000001,28.131,32.722999999999999,37.125,2.4922,2.1069,2.484,2.8557999999999999,0.19259000000000001,0.16592999999999999,0.19223999999999999,0.21848000000000001,16262,14002,16239,18460,4.5085E-2,3.8989000000000003E-2,4.5150000000000003E-2,5.1344000000000001E-2,931.72,764.65,919.14,1110.8,0.21529000000000001,0.18540000000000001,0.21640999999999999,0.24584,0.36447000000000002,0.30797999999999998,0.36288999999999999,0.42414000000000002,3.3174000000000001,2.8530000000000002,3.3239999999999998,3.7709999999999999,54.145000000000003,46.564,54.191000000000003,61.225000000000001,39.055999999999997,23.774999999999999,39.189,53.707000000000001,3661.8,3147.4,3654.7,4156.5,3560.7,3070.6,3559.6,4047.8,18.866,15.04,18.541,22.638999999999999,1386.1,1195.0999999999999,1385.9,1578.8,2.5051999999999999,2.1526000000000001,2.5024999999999999,2.8504999999999998,0.20235,0.1734,0.20143,0.23017000000000001,4.2023999999999999,3.6107999999999998,4.2068000000000003,4.7706,0.27892,0.23846000000000001,0.28004000000000001,0.31995000000000001,19114,16342,19028,21769,4.1329999999999999E-2,3.5229999999999997E-2,4.122E-2,4.8015000000000002E-2,0.57455999999999996,0.46022000000000002,0.56672999999999996,0.70601000000000003,2.7339000000000002,2.3163,2.7395,3.1701999999999999]
[81.666700000000006,6.0378000000000001E-2,5.2531000000000001E-2,6.0394000000000003E-2,6.8633E-2,6.2180999999999997,4.7586000000000004,6.1185,7.8650000000000002,41291,36490,41158,46586,20.901,18.100000000000001,20.745999999999999,23.893999999999998,32.963000000000001,28.83,32.97,37.31,2.5114999999999998,2.1343999999999999,2.5043000000000002,2.8837999999999999,0.19403000000000001,0.16952999999999999,0.19383,0.21994,16383,14323,16350,18580,4.5464999999999998E-2,3.9656999999999998E-2,4.5436999999999998E-2,5.1672000000000003E-2,943.01,774.47,930.96,1113.2,0.21718999999999999,0.18695000000000001,0.21684,0.24975,0.36832999999999999,0.31495000000000001,0.36588999999999999,0.42357,3.3418000000000001,2.9152999999999998,3.3371,3.7646000000000002,54.640999999999998,47.363999999999997,54.698,61.683999999999997,39.054000000000002,23.774999999999999,39.189,53.643000000000001,3688.2,3213.3,3683.8,4177.5,3590.1,3138.5,3589.1,4064.3,19.257000000000001,15.448,18.643000000000001,22.422000000000001,1398.3,1218.5,1395.1,1582,2.5211999999999999,2.1962999999999999,2.5173000000000001,2.8582000000000001,0.20412,0.17576,0.20347999999999999,0.23135,4.2328000000000001,3.6899000000000002,4.2271999999999998,4.7845000000000004,0.28166000000000002,0.24465000000000001,0.28231000000000001,0.31968000000000002,19251,16762,19195,21934,4.1777000000000002E-2,3.5552E-2,4.1811000000000001E-2,4.7826E-2,0.58404999999999996,0.46761000000000003,0.57935000000000003,0.71265999999999996,2.7633999999999999,2.3488000000000002,2.7642000000000002,3.1511999999999998]
[82.583299999999994,6.0553999999999997E-2,5.2976000000000002E-2,6.0408000000000003E-2,6.8720000000000003E-2,6.2180999999999997,4.7586000000000004,6.1185,7.8650000000000002,41406,36528,41197,46589,20.943999999999999,18.204000000000001,20.931000000000001,23.983000000000001,33.027999999999999,28.841000000000001,33.027999999999999,37.429000000000002,2.5162,2.1638999999999999,2.5150999999999999,2.8711000000000002,0.19442000000000001,0.17000999999999999,0.19450000000000001,0.22023999999999999,16416,14321,16412,18605,4.5557E-2,3.9654000000000002E-2,4.5512999999999998E-2,5.1746E-2,945.9,800.51,934.36,1125,0.21759999999999999,0.18795000000000001,0.21720999999999999,0.24834000000000001,0.36943999999999999,0.31613000000000002,0.36729000000000001,0.42458000000000001,3.3485,2.9312999999999998,3.3460999999999999,3.7906,54.787999999999997,47.76,54.637,61.991,39.057000000000002,23.774999999999999,39.180999999999997,53.707000000000001,3695.2,3221.9,3696.4,4182,3598.7,3146.7,3600.1,4079.3,19.283000000000001,15.481999999999999,18.632999999999999,22.59,1401.9,1225.5999999999999,1401.6,1591.7,2.5236999999999998,2.206,2.5244,2.8532999999999999,0.20452000000000001,0.17766999999999999,0.20300000000000001,0.23172000000000001,4.2409999999999997,3.7029000000000001,4.2412000000000001,4.7915999999999999,0.28232000000000002,0.24546000000000001,0.28216999999999998,0.32030999999999998,19283,16742,19258,21869,4.1945999999999997E-2,3.6094000000000001E-2,4.1792000000000003E-2,4.8190999999999998E-2,0.58757999999999999,0.47997000000000001,0.58196999999999999,0.70479000000000003,2.7681,2.3915000000000002,2.7505000000000002,3.1787999999999998]
[83.25,6.0366999999999997E-2,5.2346999999999998E-2,6.0292999999999999E-2,6.8285999999999999E-2,6.2180999999999997,4.7586000000000004,6.1185,7.8650000000000002,41668,36787,41462,46976,21.175000000000001,18.245999999999999,21.187000000000001,24.234999999999999,33.29,29.085999999999999,33.305,37.793999999999997,2.5320999999999998,2.1778,2.5242,2.8881999999999999,0.19625999999999999,0.17166000000000001,0.19647999999999999,0.22295000000000001,16558,14495,16544,18791,4.5594000000000003E-2,3.977E-2,4.5504999999999997E-2,5.1551E-2,921.64,770.79,912.65,1097.0999999999999,0.21573000000000001,0.18612000000000001,0.21556,0.24682999999999999,0.36679,0.31352000000000002,0.36607000000000001,0.42064000000000001,3.3820000000000001,2.9535,3.3803000000000001,3.8397999999999999,54.896000000000001,47.747,54.783999999999999,62.46,39.045999999999999,23.774999999999999,39.189,53.694000000000003,3734.6,3272.9,3736.6,4235.7,3616.6,3158.2,3612.2,4096.3999999999996,19.242999999999999,15.393000000000001,18.609000000000002,22.565999999999999,1401.9,1225.0999999999999,1400.9,1585.4,2.5487000000000002,2.2284000000000002,2.5541,2.8974000000000002,0.20485,0.17843999999999999,0.20376,0.23372000000000001,4.2869999999999999,3.7551000000000001,4.2926000000000002,4.8701999999999996,0.28136,0.24459,0.27988000000000002,0.32146000000000002,19482,16985,19422,22121,4.1235000000000001E-2,3.5263000000000003E-2,4.104E-2,4.7391999999999997E-2,0.55801999999999996,0.44918999999999998,0.55093999999999999,0.67684999999999995,2.7374999999999998,2.3475000000000001,2.7277,3.1478999999999999]
[84.083299999999994,5.9910999999999999E-2,5.1622000000000001E-2,5.9764999999999999E-2,6.8280999999999994E-2,6.2180999999999997,4.7586000000000004,6.1185,7.8650000000000002,41288,35836,41151,46917,20.934000000000001,17.891999999999999,20.727,24.082000000000001,32.929000000000002,28.46,32.918999999999997,37.633000000000003,2.5074000000000001,2.1288999999999998,2.5,2.8875999999999999,0.19408,0.16747999999999999,0.19428000000000001,0.22141,16377,14116,16420,18659,4.5182E-2,3.8780000000000002E-2,4.5095999999999997E-2,5.1445999999999999E-2,920.61,760.89,917.44,1089.5999999999999,0.21429000000000001,0.18260999999999999,0.21404000000000001,0.24540999999999999,0.36435000000000001,0.30947000000000002,0.36392999999999998,0.42371999999999999,3.3437000000000001,2.8883999999999999,3.3460000000000001,3.8304999999999998,54.38,46.750999999999998,54.402000000000001,62.167000000000002,39.048999999999999,23.774999999999999,39.189,53.643000000000001,3691.8,3190.1,3702.8,4212.8,3580.7,3076.6,3580.5,4079.2,19.206,15.339,18.427,22.741,1390.1,1192.9000000000001,1390.6,1583.8,2.5179999999999998,2.1779999999999999,2.5190000000000001,2.8809,0.20275000000000001,0.17365,0.20266000000000001,0.23149,4.2377000000000002,3.6667999999999998,4.2401,4.8289,0.27905999999999997,0.24016999999999999,0.27889000000000003,0.32008999999999999,19262,16638,19279,21982,4.1106999999999998E-2,3.4845000000000001E-2,4.0973000000000002E-2,4.6996999999999997E-2,0.56172999999999995,0.44866,0.55798999999999999,0.67329000000000006,2.7246999999999999,2.3148,2.7174,3.1398000000000001]
[84.833299999999994,5.9882999999999999E-2,5.1434000000000001E-2,5.9736999999999998E-2,6.8301000000000001E-2,6.2180999999999997,4.7586000000000004,6.1185,7.8650000000000002,41080,35426,40781,46864,20.757999999999999,17.847999999999999,20.51,24.02,32.698999999999998,28.268999999999998,32.619,37.732999999999997,2.492,2.1141000000000001,2.4719000000000002,2.8839999999999999,0.19259000000000001,0.16591,0.19197,0.22192000000000001,16257,14015,16214,18711,4.5033999999999998E-2,3.8783999999999999E-2,4.4977000000000003E-2,5.1575999999999997E-2,934.16,770.72,921.11,1105.7,0.21467,0.18285000000000001,0.21379000000000001,0.24607000000000001,0.36480000000000001,0.30964000000000003,0.36192000000000002,0.42709000000000003,3.3168000000000002,2.8589000000000002,3.3050999999999999,3.8269000000000002,54.222999999999999,46.935000000000002,54.006999999999998,61.831000000000003,39.042000000000002,23.774999999999999,39.189,53.643000000000001,3660.7,3144.3,3646.9,4218.2,3562.4,3073.1,3562.9,4091,19.071000000000002,15.423,18.367000000000001,22.364000000000001,1386.9,1190.8,1383.5,1582.1,2.4958,2.1434000000000002,2.4841000000000002,2.8769999999999998,0.20161999999999999,0.17188999999999999,0.20082,0.23266000000000001,4.2018000000000004,3.6175000000000002,4.1783999999999999,4.8441999999999998,0.27872000000000002,0.23871999999999999,0.27711000000000002,0.32181999999999999,19104,16417,19065,21804,4.1438000000000003E-2,3.5138000000000003E-2,4.1036999999999997E-2,4.7828000000000002E-2,0.57735999999999998,0.46245000000000003,0.57142999999999999,0.70081000000000004,2.7332999999999998,2.3075000000000001,2.7111000000000001,3.1656]
[85.583299999999994,6.0786E-2,5.2616999999999997E-2,6.0514999999999999E-2,6.8922999999999998E-2,6.2180999999999997,4.7586000000000004,6.1185,7.8650000000000002,41595,36519,41190,47045,20.986000000000001,18.077000000000002,20.834,24.085999999999999,33.082000000000001,28.853999999999999,32.920999999999999,37.704000000000001,2.5225,2.1692999999999998,2.4946999999999999,2.9003999999999999,0.19478000000000001,0.17016999999999999,0.19370000000000001,0.22233,16445,14386,16384,18742,4.5648000000000001E-2,3.9642999999999998E-2,4.5356E-2,5.1887999999999997E-2,950.81,787.09,940.62,1120.5,0.21811,0.18726000000000001,0.21698999999999999,0.24815000000000001,0.37014000000000002,0.31608000000000003,0.36718000000000001,0.42555999999999999,3.3538999999999999,2.9239999999999999,3.3506999999999998,3.8237999999999999,54.957999999999998,47.837000000000003,54.545999999999999,62.11,39.061999999999998,23.774999999999999,39.189,53.707000000000001,3701,3234.9,3692.1,4224.6000000000004,3607.6,3148.3,3584.5,4092.9,19.143999999999998,15.507999999999999,18.550999999999998,22.600999999999999,1406.5,1223.7,1398.7,1592.9,2.5222000000000002,2.1998000000000002,2.5186999999999999,2.8780999999999999,0.20415,0.17649000000000001,0.20346,0.23336999999999999,4.2478999999999996,3.6991000000000001,4.2404999999999999,4.8506,0.28309000000000001,0.24557000000000001,0.28105999999999998,0.32312999999999997,19318,16773,19239,21926,4.2251999999999998E-2,3.6008999999999999E-2,4.1921E-2,4.8618000000000001E-2,0.59402999999999995,0.47505999999999998,0.58772999999999997,0.71548,2.7746,2.3788999999999998,2.7572999999999999,3.1825000000000001]
[85.75,6.0107000000000001E-2,5.1935000000000002E-2,5.9771999999999999E-2,6.8296999999999997E-2,6.2180999999999997,4.7586000000000004,6.1185,7.8650000000000002,41177,36025,40801,46818,20.789000000000001,17.952000000000002,20.751999999999999,23.939,32.759,28.443000000000001,32.514000000000003,37.277000000000001,2.4973000000000001,2.137,2.4826999999999999,2.8847999999999998,0.19292000000000001,0.16742000000000001,0.19178999999999999,0.21948000000000001,16286,14165,16202,18520,4.5162000000000001E-2,3.9038999999999997E-2,4.5007999999999999E-2,5.1339000000000003E-2,937.31,770.52,927.01,1104.2,0.21551000000000001,0.18451999999999999,0.21459,0.24610000000000001,0.36586000000000002,0.30992999999999998,0.36470999999999998,0.42209999999999998,3.3222999999999998,2.8847999999999998,3.3014000000000001,3.7848999999999999,54.384,47.005000000000003,54.180999999999997,61.735999999999997,39.042999999999999,23.774999999999999,39.189,53.707000000000001,3666.2,3184.7,3649.4,4170.2,3571.1,3098.1,3548.5,4054.4,18.936,15.321,18.375,22.353000000000002,1391.3,1203.0999999999999,1384.5,1577.8,2.4982000000000002,2.1692,2.4882,2.8448000000000002,0.20194999999999999,0.17391999999999999,0.20121,0.23091999999999999,4.2080000000000002,3.6503999999999999,4.1886000000000001,4.7892999999999999,0.27989000000000003,0.24265999999999999,0.27904000000000001,0.31916,19135,16593,19003,21787,4.1709999999999997E-2,3.5402999999999997E-2,4.1404000000000003E-2,4.8235E-2,0.58381000000000005,0.46446999999999999,0.57850999999999997,0.70426999999999995,2.7416,2.3393999999999999,2.7206999999999999,3.1536]
[86.5,6.0871000000000001E-2,5.2791999999999999E-2,6.0720000000000003E-2,6.8653000000000006E-2,6.2180999999999997,4.7586000000000004,6.1185,7.8650000000000002,41654,36640,41401,47205,21.02,18.216999999999999,21.007000000000001,24.088000000000001,33.128999999999998,28.876999999999999,33.023000000000003,37.368000000000002,2.5257999999999998,2.1718000000000002,2.5017999999999998,2.9180999999999999,0.19508,0.17008999999999999,0.19447,0.21987999999999999,16470,14360,16428,18587,4.5695E-2,3.9611E-2,4.5442999999999997E-2,5.1574000000000002E-2,949.23,794.65,938.28,1113.5,0.21828,0.18836,0.2177,0.24772,0.37067,0.31313999999999997,0.36808000000000002,0.42330000000000001,3.3589000000000002,2.9243000000000001,3.3521000000000001,3.7963,55.042000000000002,48.110999999999997,54.72,61.844000000000001,39.064,23.774999999999999,39.189,53.707000000000001,3706.6,3227.1,3697.2,4178.5,3612.9,3152.9,3598.1,4075.6,19.148,15.423999999999999,18.59,22.553999999999998,1408.5,1222.5,1403.2,1582.8,2.5247999999999999,2.1968000000000001,2.5137,2.8498999999999999,0.20452000000000001,0.17649999999999999,0.20371,0.23332,4.2545000000000002,3.7035,4.2431999999999999,4.8022999999999998,0.28344000000000003,0.24454000000000001,0.28154000000000001,0.32103999999999999,19342,16858,19288,21898,4.2285000000000003E-2,3.6173999999999998E-2,4.2083000000000002E-2,4.8842000000000003E-2,0.59445999999999999,0.47399000000000002,0.58704999999999996,0.71704999999999997,2.7822,2.3698000000000001,2.7656999999999998,3.1766000000000001]
[87.25,6.0324000000000003E-2,5.1872000000000001E-2,6.0222999999999999E-2,6.8559999999999996E-2,6.2180999999999997,4.7586000000000004,6.1185,7.8650000000000002,41643,36262,41472,47276,21.132000000000001,18.056000000000001,21.17,24.19,33.204000000000001,28.693999999999999,33.155999999999999,37.579000000000001,2.5272999999999999,2.1591,2.5053999999999998,2.9358,0.19581999999999999,0.16907,0.19527,0.22120000000000001,16519,14303,16443,18665,4.5469999999999997E-2,3.9227999999999999E-2,4.5400999999999997E-2,5.1662E-2,920.08,765.7,915.29,1074.5,0.21523999999999999,0.1835,0.21607000000000001,0.24510000000000001,0.36584,0.30826999999999999,0.36375000000000002,0.42157,3.3736999999999999,2.9129999999999998,3.3673999999999999,3.8220999999999998,54.84,47.46,54.792000000000002,62.226999999999997,39.048000000000002,23.774999999999999,39.189,53.622999999999998,3725.2,3218.1,3708.3,4205.6000000000004,3610.3,3107,3605.8,4095.3,18.946000000000002,15.401,18.292000000000002,22.172999999999998,1400.3,1204.4000000000001,1396.4,1591.5,2.5360999999999998,2.1882999999999999,2.5289000000000001,2.8693,0.20369999999999999,0.1754,0.20275000000000001,0.23336999999999999,4.2765000000000004,3.6898,4.2647000000000004,4.8437999999999999,0.28098000000000001,0.24251,0.27989999999999998,0.31895000000000001,19431,16858,19306,22050,4.1297E-2,3.4902000000000002E-2,4.1105000000000003E-2,4.7454999999999997E-2,0.56088000000000005,0.44500000000000001,0.55511999999999995,0.67593000000000003,2.7353999999999998,2.3391999999999999,2.7332999999999998,3.1435]
[88.083299999999994,6.0019000000000003E-2,5.1906000000000001E-2,5.9198000000000001E-2,6.8780999999999995E-2,6.2180999999999997,4.7586000000000004,6.1185,7.8650000000000002,41301,36375,40909,46937,20.922000000000001,17.858000000000001,20.77,24.315999999999999,32.904000000000003,28.693999999999999,32.622,37.679000000000002,2.5059999999999998,2.1556999999999999,2.4584000000000001,2.9363999999999999,0.19397,0.16875999999999999,0.19231999999999999,0.22173000000000001,16366,14235,16211,18691,4.5158999999999998E-2,3.9149000000000003E-2,4.4597999999999999E-2,5.1762000000000002E-2,922.68,770.51,906.86,1095.3,0.21454000000000001,0.18323,0.21176,0.24748000000000001,0.36405999999999999,0.30758000000000002,0.35865000000000002,0.42518,3.3403999999999998,2.9106000000000001,3.3191000000000002,3.8323999999999998,54.472000000000001,47.026000000000003,54.133000000000003,62.386000000000003,39.042000000000002,23.774999999999999,39.189,53.643000000000001,3688.3,3215.9,3657.7,4218.6000000000004,3582,3129.7,3542.4,4095.1,18.803000000000001,15.244,18.097000000000001,22.213999999999999,1391.7,1202.7,1375.8,1597.8,2.5103,2.1886999999999999,2.4900000000000002,2.8721999999999999,0.20204,0.17512,0.19982,0.23247999999999999,4.2339000000000002,3.6978,4.1970000000000001,4.8552999999999997,0.27942,0.24157999999999999,0.27655999999999997,0.32162000000000002,19240,16687,18998,22067,4.1313000000000002E-2,3.5215000000000003E-2,4.0708000000000001E-2,4.7676999999999997E-2,0.56782999999999995,0.45357999999999998,0.56011999999999995,0.69408999999999998,2.7252999999999998,2.3403,2.6938,3.1482000000000001]
[88.833299999999994,5.9915000000000003E-2,5.2590999999999999E-2,5.9449000000000002E-2,6.8306000000000006E-2,6.2180999999999997,4.7586000000000004,6.1185,7.8650000000000002,41068,36490,40486,46731,20.756,17.696000000000002,20.611000000000001,23.882000000000001,32.680999999999997,28.870999999999999,32.42,37.409999999999997,2.4910999999999999,2.1533000000000002,2.4521000000000002,2.8624000000000001,0.19253999999999999,0.17002999999999999,0.19114999999999999,0.22048000000000001,16251,14372,16116,18615,4.4984999999999997E-2,3.9618E-2,4.4555999999999998E-2,5.1465999999999998E-2,928.59,779.76,915.54,1098.0999999999999,0.21461,0.18681,0.21238000000000001,0.24586,0.36369000000000001,0.31097999999999998,0.35910999999999998,0.42212,3.3148,2.9150999999999998,3.29,3.8168000000000002,54.314,47.290999999999997,53.878999999999998,62.725000000000001,39.024000000000001,23.774999999999999,39.180999999999997,53.645000000000003,3659.3,3227.9,3631,4196.8999999999996,3563,3149.7,3536.5,4075.6,18.696999999999999,15.2,18.228000000000002,21.963999999999999,1387.2,1219.4000000000001,1373.5,1582,2.4900000000000002,2.1939000000000002,2.4716999999999998,2.851,0.20127,0.17654,0.19882,0.23113,4.2003000000000004,3.7000999999999999,4.1684000000000001,4.8216999999999999,0.27914,0.24235000000000001,0.27582000000000001,0.32152999999999998,19089,16886,18905,21866,4.1521000000000002E-2,3.5693999999999997E-2,4.1165E-2,4.8266999999999997E-2,0.57913000000000003,0.46755000000000002,0.57504,0.69626999999999994,2.7273999999999998,2.3477000000000001,2.7166000000000001,3.1328]
[89.666700000000006,6.0561999999999998E-2,5.3467000000000001E-2,6.0099E-2,6.8473999999999993E-2,6.2180999999999997,4.7586000000000004,6.1185,7.8650000000000002,41512,36939,41104,47047,20.968,18.100000000000001,20.884,23.771999999999998,33.017000000000003,29.02,32.850999999999999,37.350999999999999,2.5165000000000002,2.1743999999999999,2.4937,2.8961000000000001,0.19452,0.17141999999999999,0.1938,0.21990999999999999,16419,14479,16345,18577,4.5458999999999999E-2,3.9926000000000003E-2,4.5106E-2,5.1258999999999999E-2,940.01,793.76,922.72,1108.8,0.21684999999999999,0.19056000000000001,0.21404000000000001,0.24671999999999999,0.36698999999999998,0.31814999999999999,0.36216999999999999,0.42713000000000001,3.3485,2.9352,3.3256999999999999,3.7934000000000001,54.881999999999998,48.131,54.347000000000001,62.488,39.061999999999998,23.774999999999999,39.189,53.707000000000001,3696.7,3261,3677.2,4185.8,3600.7,3174.2,3571.3,4067.4,19.135000000000002,15.487,18.349,22.529,1401.9,1230.8,1390.8,1582.9,2.5148000000000001,2.2090000000000001,2.5024000000000002,2.8523999999999998,0.20347000000000001,0.17873,0.20105999999999999,0.23394999999999999,4.2431999999999999,3.7242000000000002,4.2244999999999999,4.8132000000000001,0.28188000000000002,0.24489,0.28006999999999999,0.32390000000000002,19284,16994,19191,21913,4.1965000000000002E-2,3.6442000000000002E-2,4.1473000000000003E-2,4.8475999999999998E-2,0.58650000000000002,0.47717999999999999,0.57682,0.70615000000000006,2.7562000000000002,2.3994,2.7397,3.1511]
[90.416700000000006,6.1372000000000003E-2,5.4077E-2,6.0863E-2,6.9468000000000002E-2,6.2180999999999997,4.7586000000000004,6.1185,7.8650000000000002,42098,37325,41850,47413,21.268000000000001,18.402999999999999,21.181999999999999,24.170999999999999,33.481000000000002,29.486000000000001,33.292999999999999,37.777000000000001,2.5518999999999998,2.1947999999999999,2.5310999999999999,2.9594,0.19728000000000001,0.17351,0.19646,0.22312000000000001,16652,14694,16572,18808,4.6068999999999999E-2,4.0566999999999999E-2,4.5839999999999999E-2,5.1976000000000001E-2,951.47,800.68,931.91,1116.2,0.21978,0.19316,0.21689,0.25020999999999999,0.37195,0.32155,0.36753000000000002,0.42888999999999999,3.3952,2.9820000000000002,3.3759000000000001,3.8416999999999999,55.649000000000001,48.968000000000004,55.329000000000001,63.186,39.064,23.774999999999999,39.189,53.707000000000001,3749.4,3300.9,3732.1,4238.3,3650.9,3223.7,3633.3,4131.7,19.335000000000001,15.654999999999999,18.553999999999998,23.018999999999998,1420.9,1256.2,1410.8,1601.6,2.5501,2.2404999999999999,2.5354999999999999,2.8875000000000002,0.20591999999999999,0.18085000000000001,0.20368,0.2349,4.3037000000000001,3.7837000000000001,4.2798999999999996,4.8597999999999999,0.28552,0.24889,0.28332000000000002,0.32475999999999999,19557,17226,19493,22167,4.2500999999999997E-2,3.6850000000000001E-2,4.2104999999999997E-2,4.8734E-2,0.59257000000000004,0.48087000000000002,0.57833999999999997,0.72479000000000005,2.7917000000000001,2.4093,2.7675000000000001,3.1713]
[91.166700000000006,6.0130000000000003E-2,5.2774000000000001E-2,5.9471999999999997E-2,6.8182000000000006E-2,6.2180999999999997,4.7586000000000004,6.1185,7.8650000000000002,41489,36391,41054,46938,21.035,18.079999999999998,20.847000000000001,23.997,33.048000000000002,28.792000000000002,32.811,37.308,2.5167000000000002,2.1720000000000002,2.4923999999999999,2.8997000000000002,0.19491,0.17018,0.19342999999999999,0.22,16443,14392,16307,18590,4.5262999999999998E-2,3.9623999999999999E-2,4.4936999999999998E-2,5.1278999999999998E-2,917.86,770.39,900.53,1078.5,0.21457999999999999,0.18695000000000001,0.21289,0.24374000000000001,0.36348999999999998,0.31244,0.36049999999999999,0.42165000000000002,3.3561000000000001,2.9220000000000002,3.3262,3.7959000000000001,54.69,47.503,54.287999999999997,61.981000000000002,39.048999999999999,23.774999999999999,39.189,53.707000000000001,3707.6,3231.7,3680.3,4178.8,3596.3,3144.7,3571.4,4058.2,18.946999999999999,15.207000000000001,18.398,22.565000000000001,1395.1,1221.8,1382.6,1578,2.5207999999999999,2.1962000000000002,2.5019999999999998,2.8452000000000002,0.20247000000000001,0.17731,0.20064000000000001,0.23078000000000001,4.2560000000000002,3.7094,4.2239000000000004,4.7995999999999999,0.27982000000000001,0.24262,0.27765000000000001,0.31885999999999998,19331,16926,19155,21879,4.1238999999999998E-2,3.5548999999999997E-2,4.1050999999999997E-2,4.7448999999999998E-2,0.56211999999999995,0.45249,0.55359000000000003,0.68391000000000002,2.7223999999999999,2.3420999999999998,2.6968999999999999,3.1225000000000001]
[91.333299999999994,6.1217000000000001E-2,5.3651999999999998E-2,6.0724E-2,6.9181000000000006E-2,6.2180999999999997,4.7586000000000004,6.1185,7.8650000000000002,42094,37119,41695,47702,21.335000000000001,18.420000000000002,21.164000000000001,24.311,33.545000000000002,29.376000000000001,33.228999999999999,37.777000000000001,2.5554000000000001,2.2109999999999999,2.5362,2.9283000000000001,0.19777,0.17308000000000001,0.19586999999999999,0.22317999999999999,16689,14637,16562,18838,4.6017000000000002E-2,4.0377000000000003E-2,4.573E-2,5.203E-2,939.11,786.95,927.58,1107.7,0.21861,0.19086,0.21690999999999999,0.24806,0.37040000000000001,0.32085999999999998,0.36668000000000001,0.42645,3.4049999999999998,2.9611999999999998,3.3736000000000002,3.8496999999999999,55.621000000000002,48.372999999999998,55.201000000000001,62.862000000000002,39.063000000000002,23.774999999999999,39.189,53.707000000000001,3760.8,3290.2,3723.3,4240.3999999999996,3653.2,3210.5,3619.6,4121.1000000000004,19.27,15.523999999999999,18.707000000000001,23.175000000000001,1419.2,1245.8,1406.1,1604.3,2.5569000000000002,2.2313999999999998,2.5339999999999998,2.8826000000000001,0.20574999999999999,0.18078,0.20376,0.23483999999999999,4.3169000000000004,3.7686999999999999,4.2830000000000004,4.8693999999999997,0.28482000000000002,0.24829999999999999,0.28181,0.32196999999999998,19612,17270,19452,22119,4.2139999999999997E-2,3.6488E-2,4.1869000000000003E-2,4.8374E-2,0.57977000000000001,0.46657999999999999,0.57081000000000004,0.70713999999999999,2.7784,2.3956,2.7483,3.1768000000000001]
[92.083299999999994,6.0005000000000003E-2,5.2546000000000002E-2,5.9380000000000002E-2,6.8391999999999994E-2,6.2180999999999997,4.7586000000000004,6.1185,7.8650000000000002,41318,36446,40966,47213,20.946000000000002,18.196999999999999,20.786000000000001,23.946000000000002,32.923000000000002,28.879000000000001,32.659999999999997,37.67,2.5083000000000002,2.1646000000000001,2.4895999999999998,2.8868,0.19414999999999999,0.17054,0.19278999999999999,0.22203999999999999,16382,14358,16259,18702,4.5116000000000003E-2,3.9648000000000003E-2,4.4764999999999999E-2,5.1421000000000001E-2,921.06,767.6,907.81,1083.2,0.21406,0.18690999999999999,0.21118000000000001,0.24460000000000001,0.36276999999999998,0.31358000000000003,0.35836000000000001,0.41761999999999999,3.3426999999999998,2.9352,3.3170999999999999,3.8323999999999998,54.55,47.860999999999997,53.893000000000001,62.127000000000002,39.057000000000002,23.774999999999999,39.189,53.707000000000001,3692.3,3238.6,3663.5,4223,3584.4,3143.7,3548.2,4088.4,18.808,15.237,18.285,22.308,1391.6,1222.0999999999999,1377.6,1586.7,2.5099999999999998,2.1979000000000002,2.4904999999999999,2.8744000000000001,0.20175999999999999,0.17613999999999999,0.19978000000000001,0.23144000000000001,4.2382999999999997,3.714,4.2026000000000003,4.8468999999999998,0.27926000000000001,0.2427,0.27681,0.31963999999999998,19251,16968,19117,21944,4.1228000000000001E-2,3.5511000000000001E-2,4.0661000000000003E-2,4.7544999999999997E-2,0.56506000000000001,0.45735999999999999,0.55361000000000005,0.68528999999999995,2.7195,2.3527,2.6858,3.1404999999999998]
[92.833299999999994,6.0044E-2,5.212E-2,5.9542999999999999E-2,6.8391999999999994E-2,6.2180999999999997,4.7586000000000004,6.1185,7.8650000000000002,41142,35865,40838,46367,20.834,17.731000000000002,20.623999999999999,24.02,32.786999999999999,28.456,32.463999999999999,37.247999999999998,2.4998,2.1335999999999999,2.4847999999999999,2.8725000000000001,0.19324,0.16761999999999999,0.19109999999999999,0.22017,16310,14227,16146,18572,4.5062999999999999E-2,3.9084000000000001E-2,4.4811999999999998E-2,5.1478000000000003E-2,931.06,774.66,918.19,1107.0999999999999,0.21453,0.18518000000000001,0.2122,0.24479000000000001,0.36418,0.31023000000000001,0.36368,0.41810000000000003,3.3264,2.8685,3.2906,3.7845,54.44,47.011000000000003,53.991,61.98,39.034999999999997,23.774999999999999,39.119999999999997,53.643000000000001,3673.1,3182,3633.3,4192.8999999999996,3573.8,3101.3,3549.9,4079.8,18.920999999999999,15.113,18.222999999999999,22.655000000000001,1390.5,1208.5999999999999,1377.3,1585.6,2.4967000000000001,2.1579000000000002,2.4689999999999999,2.8449,0.20169000000000001,0.1736,0.19949,0.23361000000000001,4.2161,3.6488999999999998,4.1734,4.8070000000000004,0.27938000000000002,0.23869000000000001,0.27837000000000001,0.31867000000000001,19163,16680,18984,21841,4.1527000000000001E-2,3.5367999999999997E-2,4.1343999999999999E-2,4.8260999999999998E-2,0.57711000000000001,0.46111999999999997,0.57001999999999997,0.70867999999999998,2.7303999999999999,2.3273999999999999,2.7040000000000002,3.1475]
[93.666700000000006,6.0831000000000003E-2,5.3036E-2,6.0336000000000001E-2,6.8848999999999994E-2,6.2180999999999997,4.7586000000000004,6.1185,7.8650000000000002,41610,36509,41328,46721,21.074999999999999,18.113,21.021000000000001,24.181999999999999,33.176000000000002,28.972999999999999,32.993000000000002,37.570999999999998,2.5293000000000001,2.1644000000000001,2.5133000000000001,2.9087999999999998,0.19550999999999999,0.17044000000000001,0.19455,0.22140000000000001,16504,14410,16432,18646,4.5637999999999998E-2,3.9752999999999997E-2,4.5446E-2,5.1712000000000001E-2,946.83,782.39,940.08,1124.7,0.21745,0.189,0.21517,0.24826000000000001,0.36886000000000002,0.31491999999999998,0.36614999999999998,0.42377999999999999,3.3656999999999999,2.95,3.3468,3.8235999999999999,55.107999999999997,47.786000000000001,54.61,62.466999999999999,39.058,23.774999999999999,39.189,53.707000000000001,3715.7,3243.5,3699.1,4213.6000000000004,3617.7,3167.4,3598.3,4089.8,19.219000000000001,15.465999999999999,18.532,23.08,1408.2,1233.3,1398.1,1597,2.5253999999999999,2.2000999999999999,2.5135999999999998,2.8671000000000002,0.20433000000000001,0.17627999999999999,0.20204,0.23293,4.2649999999999997,3.7307000000000001,4.2473999999999998,4.8449,0.28303,0.24448,0.28034999999999999,0.32328000000000001,19383,16957,19295,22009,4.2134999999999999E-2,3.6034999999999998E-2,4.1914E-2,4.8520000000000001E-2,0.58760000000000001,0.47221999999999997,0.58240999999999998,0.71367000000000003,2.7698999999999998,2.3753000000000002,2.7334999999999998,3.2021999999999999]
[94.416700000000006,6.166E-2,5.3746000000000002E-2,6.1339999999999999E-2,6.9351999999999997E-2,6.2180999999999997,4.7586000000000004,6.1185,7.8650000000000002,42160,37177,41949,47156,21.385999999999999,18.516999999999999,21.260999999999999,24.545000000000002,33.658000000000001,29.512,33.46,37.889000000000003,2.5659000000000001,2.2061000000000002,2.5525000000000002,2.9268999999999998,0.19836999999999999,0.17438000000000001,0.19756000000000001,0.22312000000000001,16744,14682,16658,18791,4.6279000000000001E-2,4.0467000000000003E-2,4.6096999999999999E-2,5.2026000000000003E-2,956.96,793.08,949.6,1129.2,0.22034999999999999,0.19208,0.22001000000000001,0.24923999999999999,0.37401000000000001,0.3221,0.37146000000000001,0.42681999999999998,3.4157000000000002,3.0003000000000002,3.3980000000000001,3.8538000000000001,55.884999999999998,48.594000000000001,55.722000000000001,62.762,39.064,23.774999999999999,39.189,53.707000000000001,3770.5,3309,3748.4,4246.3999999999996,3669.8,3216.9,3651.8,4130.2,19.399999999999999,15.641999999999999,18.704999999999998,23.036000000000001,1427.8,1246.7,1421.5,1604.2,2.5623,2.2483,2.5468999999999999,2.8856999999999999,0.20705999999999999,0.18028,0.20524999999999999,0.23621,4.3280000000000003,3.8007,4.3011999999999997,4.8840000000000003,0.28676000000000001,0.24868999999999999,0.28521999999999997,0.32513999999999998,19675,17209,19631,22164,4.2654999999999998E-2,3.6829000000000001E-2,4.2414E-2,4.8711999999999998E-2,0.59328000000000003,0.47259000000000001,0.58440999999999999,0.72297999999999996,2.8068,2.4161000000000001,2.7869999999999999,3.21]
[95.25,6.0731E-2,5.3060000000000003E-2,6.0276000000000003E-2,6.8640000000000007E-2,6.2180999999999997,4.7586000000000004,6.1185,7.8650000000000002,41819,36610,41586,47022,21.298999999999999,18.329000000000001,21.120999999999999,24.452000000000002,33.448,29.132999999999999,33.134,37.790999999999997,2.5466000000000002,2.1855000000000002,2.5173999999999999,2.9243999999999999,0.19736000000000001,0.17186000000000001,0.19597000000000001,0.22269,16648,14501,16516,18757,4.5740999999999997E-2,3.9907999999999999E-2,4.5374999999999999E-2,5.1521999999999998E-2,924.5,769.54,920.36,1084.5999999999999,0.21609999999999999,0.18733,0.2147,0.24560999999999999,0.36732999999999999,0.31346000000000002,0.36326999999999998,0.41632000000000002,3.3997999999999999,2.9626000000000001,3.3725000000000001,3.8349000000000002,55.268999999999998,47.823,54.875,62.536000000000001,39.046999999999997,23.774999999999999,39.177,53.643000000000001,3755,3264.7,3734.5,4236.8999999999996,3638.2,3170.6,3596.3,4094.3,19.053999999999998,15.186999999999999,18.405000000000001,22.73,1409.8,1234.4000000000001,1397.3,1588.5,2.5510999999999999,2.2200000000000002,2.5381999999999998,2.8782000000000001,0.20472000000000001,0.17699999999999999,0.20372999999999999,0.23265,4.3105000000000002,3.7443,4.2820999999999998,4.8609,0.28234999999999999,0.24435000000000001,0.28126000000000001,0.31758999999999998,19605,16931,19463,22191,4.1535999999999997E-2,3.5665000000000002E-2,4.1147999999999997E-2,4.7392999999999998E-2,0.56201000000000001,0.45135999999999998,0.55408999999999997,0.67927000000000004,2.7477999999999998,2.3498000000000001,2.718,3.1457000000000002]
[96,6.0058E-2,5.1864E-2,5.9579E-2,6.8612999999999993E-2,6.2180999999999997,4.7586000000000004,6.1185,7.8650000000000002,41180,35995,40861,46624,20.905999999999999,18,20.747,24.065000000000001,32.881,28.620999999999999,32.704999999999998,37.482999999999997,2.5064000000000002,2.1444999999999999,2.4777999999999998,2.8950999999999998,0.19388,0.16825999999999999,0.1928,0.22116,16360,14157,16272,18675,4.5135000000000002E-2,3.9108999999999998E-2,4.4721999999999998E-2,5.1547999999999997E-2,924.48,770.31,913.75,1093.3,0.21432000000000001,0.18435000000000001,0.21235000000000001,0.24709,0.36352000000000001,0.30930000000000002,0.36052000000000001,0.41515999999999997,3.3382000000000001,2.9054000000000002,3.3199000000000001,3.8054999999999999,54.49,46.802,54.08,62.512999999999998,39.048000000000002,23.774999999999999,39.189,53.707000000000001,3686.4,3199.7,3658.4,4202.8,3582.5,3108.6,3551.2,4077.5,18.795000000000002,15.134,18.100000000000001,22.814,1391.9,1203.3,1381.6,1587.8,2.5045000000000002,2.1764999999999999,2.4876,2.8593999999999999,0.20169999999999999,0.17416000000000001,0.20097000000000001,0.22872999999999999,4.2313999999999998,3.6777000000000002,4.2042000000000002,4.8407999999999998,0.27948000000000001,0.24152000000000001,0.27789000000000003,0.31992999999999999,19261,16670,19117,21988,4.1360000000000001E-2,3.5409999999999997E-2,4.1051999999999998E-2,4.7480000000000001E-2,0.57045999999999997,0.46414,0.56147000000000002,0.69093000000000004,2.7296,2.3401000000000001,2.7056,3.1255000000000002]
[96.75,6.0321E-2,5.2588000000000003E-2,5.9769999999999997E-2,6.8912000000000001E-2,6.2180999999999997,4.7586000000000004,6.1185,7.8650000000000002,41199,36206,40941,46482,20.882999999999999,18.158000000000001,20.736999999999998,23.940999999999999,32.881,28.849,32.673999999999999,37.536999999999999,2.5068999999999999,2.1635,2.4834999999999998,2.9013,0.19378000000000001,0.16977,0.19242999999999999,0.22070000000000001,16358,14312,16278,18586,4.5247000000000002E-2,3.9599000000000002E-2,4.4929999999999998E-2,5.1541999999999998E-2,938.79,786.76,927.94,1097,0.21554000000000001,0.18579999999999999,0.21368999999999999,0.24746000000000001,0.3654,0.31484000000000001,0.36248999999999998,0.42052,3.3353999999999999,2.9258999999999999,3.3098000000000001,3.8025000000000002,54.609000000000002,47.807000000000002,54.146999999999998,62.237000000000002,39.042000000000002,23.774999999999999,39.189,53.707000000000001,3682.9,3214.6,3656,4190.8999999999996,3586.8,3135.1,3563.5,4093.9,18.986000000000001,15.29,18.268999999999998,23.25,1396.2,1216.9000000000001,1385,1593.3,2.5019,2.1884000000000001,2.4872999999999998,2.8551000000000002,0.20230999999999999,0.17555999999999999,0.2011,0.23055999999999999,4.2268999999999997,3.6968999999999999,4.1933999999999996,4.8240999999999996,0.28090999999999999,0.24462,0.27805999999999997,0.32316,19247,16719,19136,21899,4.1790000000000001E-2,3.5764999999999998E-2,4.1628999999999999E-2,4.8146000000000001E-2,0.58369000000000004,0.46972000000000003,0.57433999999999996,0.70874999999999999,2.7463000000000002,2.3582999999999998,2.7170000000000001,3.1511999999999998]
[97.583299999999994,6.1187999999999999E-2,5.3517000000000002E-2,6.0829000000000001E-2,6.9676000000000002E-2,6.2180999999999997,4.7586000000000004,6.1185,7.8650000000000002,41742,36795,41470,47165,21.167000000000002,18.510999999999999,20.954999999999998,24.218,33.332000000000001,29.088999999999999,33.133000000000003,37.787999999999997,2.5413000000000001,2.1922999999999999,2.5293000000000001,2.9426999999999999,0.19642000000000001,0.17138,0.19571,0.22234000000000001,16581,14433,16496,18806,4.5879999999999997E-2,4.0067999999999999E-2,4.5553000000000003E-2,5.1980999999999999E-2,953.76,797.82,942.6,1121.9000000000001,0.21870000000000001,0.1898,0.21748999999999999,0.24932000000000001,0.37123,0.31988,0.36814000000000002,0.42641000000000001,3.3803999999999998,2.9438,3.3649,3.8323,55.365000000000002,48.345999999999997,55.01,62.761000000000003,39.063000000000002,23.774999999999999,39.189,53.707000000000001,3732.8,3247.4,3716.6,4221.8,3636.6,3174.1,3611.6,4129.1000000000004,19.273,15.61,18.509,23.61,1416.1,1238.9000000000001,1409.1,1608.5,2.5356999999999998,2.2050000000000001,2.5270000000000001,2.8708999999999998,0.20499000000000001,0.1787,0.20413000000000001,0.23349,4.2843,3.7254,4.2641999999999998,4.8475999999999999,0.28517999999999999,0.24845,0.28298000000000001,0.32483000000000001,19501,17036,19425,22130,4.2403000000000003E-2,3.6600000000000001E-2,4.2188999999999997E-2,4.8828000000000003E-2,0.59358999999999995,0.48031000000000001,0.58164000000000005,0.72123000000000004,2.7888000000000002,2.4030999999999998,2.7425000000000002,3.1951000000000001]
[97.666700000000006,6.1105E-2,5.3203E-2,6.0781000000000002E-2,6.9692000000000004E-2,6.2180999999999997,4.7586000000000004,6.1185,7.8650000000000002,41717,36591,41483,47140,21.17,18.396999999999998,20.945,24.3,33.326000000000001,28.984000000000002,33.195,37.787999999999997,2.5404,2.1854,2.5259,2.9323999999999999,0.19642000000000001,0.17101,0.19592000000000001,0.22277,16579,14414,16502,18796,4.5837999999999997E-2,3.9888E-2,4.5600000000000002E-2,5.1971000000000003E-2,950.19,793.89,939.97,1115.9000000000001,0.21829999999999999,0.18840000000000001,0.21742,0.24931,0.37064000000000002,0.31966,0.36826999999999999,0.42635000000000001,3.3805000000000001,2.9394999999999998,3.3706,3.8369,55.311999999999998,47.959000000000003,54.908000000000001,63.000999999999998,39.06,23.774999999999999,39.189,53.707000000000001,3733.2,3239.7,3717.1,4227.2,3634.8,3156,3610.4,4127,19.251000000000001,15.606,18.501000000000001,23.577000000000002,1414.6,1229,1407.4,1611,2.536,2.2040000000000002,2.5293000000000001,2.8681999999999999,0.20482,0.17824000000000001,0.20433999999999999,0.23376,4.2847999999999997,3.7161,4.2750000000000004,4.8520000000000003,0.28482000000000002,0.24831,0.28288999999999997,0.32512999999999997,19501,17000,19464,22163,4.2283000000000001E-2,3.6395999999999998E-2,4.2006000000000002E-2,4.8781999999999999E-2,0.58979000000000004,0.47488999999999998,0.57652000000000003,0.71567999999999998,2.7824,2.4016000000000002,2.7383000000000002,3.1953999999999998]
[98.416700000000006,6.2050000000000001E-2,5.4315000000000002E-2,6.1510000000000002E-2,7.0650000000000004E-2,6.2180999999999997,4.7586000000000004,6.1185,7.8650000000000002,42305,37555,42232,47381,21.48,18.670999999999999,21.39,24.638000000000002,33.816000000000003,29.609000000000002,33.786000000000001,38.331000000000003,2.5777999999999999,2.2242999999999999,2.5644999999999998,2.9718,0.19928999999999999,0.17473,0.19914000000000001,0.22572,16823,14764,16804,19053,4.6530000000000002E-2,4.0712999999999999E-2,4.6235999999999999E-2,5.2809000000000002E-2,963.62,810.21,947.01,1127.3,0.22170000000000001,0.19359999999999999,0.22066,0.25161,0.37758000000000003,0.32535999999999998,0.37541000000000002,0.43295,3.4298999999999999,2.9973999999999998,3.4177,3.8774000000000002,56.13,49.075000000000003,55.957000000000001,63.49,39.064,23.774999999999999,39.189,53.707000000000001,3787.5,3314.9,3784.8,4290.1000000000004,3688.3,3233.1,3673,4183.6000000000004,19.446999999999999,15.731999999999999,18.774999999999999,23.789000000000001,1436.1,1255.3,1427.3,1628.8,2.5727000000000002,2.2509000000000001,2.5674999999999999,2.9140999999999999,0.20798,0.18160999999999999,0.20749999999999999,0.23627999999999999,4.3471000000000002,3.8003999999999998,4.3350999999999997,4.9206000000000003,0.28939999999999999,0.25165999999999999,0.28839999999999999,0.32880999999999999,19781,17307,19703,22427,4.2953999999999999E-2,3.7127E-2,4.2497E-2,4.9597000000000002E-2,0.60077000000000003,0.48960999999999999,0.58950999999999998,0.72775999999999996,2.8273000000000001,2.4611999999999998,2.7982999999999998,3.2461000000000002]
[99.25,6.0990999999999997E-2,5.3369E-2,6.0425E-2,6.9361000000000006E-2,6.2180999999999997,4.7586000000000004,6.1185,7.8650000000000002,41940,36970,41710,47149,21.373000000000001,18.582999999999998,21.157,24.533999999999999,33.564,29.375,33.255000000000003,38.094999999999999,2.5545,2.2185000000000001,2.5367000000000002,2.9249000000000001,0.19803999999999999,0.17394000000000001,0.19611999999999999,0.2253,16707,14630,16549,19006,4.5895999999999999E-2,4.0336999999999998E-2,4.5554999999999998E-2,5.2252E-2,929.41,787.69,915.53,1096.4000000000001,0.21698999999999999,0.18933,0.21479000000000001,0.24756,0.37017,0.31896999999999998,0.36493999999999999,0.42313000000000001,3.4104999999999999,2.9733999999999998,3.3841000000000001,3.8679000000000001,55.429000000000002,48.59,55.048000000000002,62.921999999999997,39.052999999999997,23.774999999999999,39.189,53.707000000000001,3767.7,3300.2,3727.3,4290.3,3651.1,3197.6,3616.2,4154.3,19.100999999999999,15.602,18.518000000000001,23.126000000000001,1415.5,1241.8,1403.3,1614.4,2.5588000000000002,2.2494999999999998,2.5325000000000002,2.9089999999999998,0.20535999999999999,0.17931,0.20491999999999999,0.23375000000000001,4.3250000000000002,3.7984,4.2830000000000004,4.9127999999999998,0.28433000000000003,0.24737000000000001,0.28228999999999999,0.32508999999999999,19669,17178,19508,22388,4.1713E-2,3.6096999999999997E-2,4.1327000000000003E-2,4.8056000000000001E-2,0.56611999999999996,0.46071000000000001,0.55862000000000001,0.68627000000000005,2.7631999999999999,2.4075000000000002,2.7492999999999999,3.1964000000000001]
[99.916700000000006,6.0305999999999998E-2,5.246E-2,5.9839000000000003E-2,6.8946999999999994E-2,6.2180999999999997,4.7586000000000004,6.1185,7.8650000000000002,41145,35742,40990,46283,20.911000000000001,17.710999999999999,20.824999999999999,24.222000000000001,32.902000000000001,28.376999999999999,32.756,37.500999999999998,2.5076000000000001,2.1558000000000002,2.4851999999999999,2.9001000000000001,0.19392999999999999,0.16755,0.19295000000000001,0.22081999999999999,16369,14134,16296,18559,4.5227000000000003E-2,3.9386999999999998E-2,4.4962000000000002E-2,5.1707000000000003E-2,933.64,779.56,927.18,1105,0.21537999999999999,0.18536,0.21353,0.24754000000000001,0.36677999999999999,0.31475999999999998,0.36355999999999999,0.42164000000000001,3.3380000000000001,2.8826999999999998,3.3271999999999999,3.8062999999999998,54.613999999999997,47.436,54.188000000000002,62.680999999999997,39.049999999999997,23.774999999999999,39.189,53.707000000000001,3685.9,3179.8,3671.3,4187.7,3587.8,3106.5,3564.3,4090.8,18.757000000000001,15.167,18.343,22.655000000000001,1396.2,1217.3,1386.6,1599.4,2.5034999999999998,2.1615000000000002,2.4933999999999998,2.8521000000000001,0.20247000000000001,0.17311000000000001,0.20191999999999999,0.23075000000000001,4.2306999999999997,3.6560000000000001,4.2168000000000001,4.8259999999999996,0.28116999999999998,0.24338000000000001,0.27897,0.32391999999999999,19243,16633,19167,21827,4.1748E-2,3.5680999999999997E-2,4.1300999999999997E-2,4.8312000000000001E-2,0.58131999999999995,0.47188000000000002,0.57233999999999996,0.70325000000000004,2.7477999999999998,2.3698000000000001,2.7208000000000001,3.1917]
[100.833,6.0291999999999998E-2,5.2962000000000002E-2,5.9589000000000003E-2,6.9042999999999993E-2,6.2180999999999997,4.7586000000000004,6.1185,7.8650000000000002,41153,36086,40960,46368,20.891999999999999,17.768000000000001,20.712,24.132999999999999,32.875999999999998,28.6,32.640999999999998,37.447000000000003,2.5055999999999998,2.1509,2.4729999999999999,2.8820000000000001,0.19375999999999999,0.16800999999999999,0.19275999999999999,0.22123999999999999,16355,14214,16217,18645,4.5205000000000002E-2,3.9669000000000003E-2,4.4731E-2,5.1485000000000003E-2,936.98,783.35,923.17,1108.4000000000001,0.21535000000000001,0.18729999999999999,0.21265000000000001,0.24614,0.36685000000000001,0.31556000000000001,0.36355999999999999,0.42575000000000002,3.3351000000000002,2.8879000000000001,3.3050000000000002,3.8035999999999999,54.579000000000001,47.228000000000002,54.009,62.665999999999997,39.046999999999997,23.774999999999999,39.189,53.622999999999998,3682.6,3183.8,3665,4205.3999999999996,3585.3,3137.7,3554,4079.4,18.748000000000001,15.32,18.213000000000001,22.754999999999999,1395.6,1219.2,1378.2,1597.9,2.5009999999999999,2.165,2.4881000000000002,2.8569,0.20244000000000001,0.17523,0.20054,0.2316,4.2267000000000001,3.6593,4.2012,4.8297999999999996,0.28144000000000002,0.24440000000000001,0.27836,0.32002000000000003,19251,16544,19107,21955,4.1723000000000003E-2,3.6173999999999998E-2,4.1200000000000001E-2,4.8544999999999998E-2,0.58257000000000003,0.47578999999999999,0.57111000000000001,0.71328000000000003,2.7458999999999998,2.3732000000000002,2.7229000000000001,3.1427]
[101.583,6.1038000000000002E-2,5.3960000000000001E-2,6.0538000000000002E-2,6.9417999999999994E-2,6.2180999999999997,4.7586000000000004,6.1185,7.8650000000000002,41568,36771,41412,46945,21.09,18.285,20.888000000000002,24.388000000000002,33.207999999999998,29.132999999999999,32.954999999999998,37.828000000000003,2.5314999999999999,2.1850999999999998,2.5011000000000001,2.9196,0.19566,0.17177999999999999,0.19416,0.22298000000000001,16520,14492,16441,18850,4.5725000000000002E-2,4.0207E-2,4.5282999999999997E-2,5.1922000000000003E-2,950.64,803.98,934.07,1121.8,0.21822,0.19214000000000001,0.21606,0.24861,0.37275999999999998,0.31949,0.36878,0.43287999999999999,3.3677999999999999,2.9403000000000001,3.34,3.8382999999999998,55.198,48.798000000000002,54.838999999999999,62.765999999999998,39.063000000000002,23.774999999999999,39.189,53.686,3717.9,3257.4,3702.6,4237.8999999999996,3623.8,3177.9,3588.8,4127.6000000000004,18.954000000000001,15.343999999999999,18.390999999999998,22.707000000000001,1412,1242.4000000000001,1400.3,1603.8,2.5249999999999999,2.2174999999999998,2.5114999999999998,2.8776000000000002,0.20455000000000001,0.17741999999999999,0.20241999999999999,0.23258999999999999,4.2671999999999999,3.7412000000000001,4.2404999999999999,4.8635999999999999,0.28491,0.24943000000000001,0.28204000000000001,0.32301000000000002,19440,17009,19278,22121,4.2359000000000001E-2,3.705E-2,4.1693000000000001E-2,4.9270000000000001E-2,0.59531000000000001,0.49143999999999999,0.58252000000000004,0.72816000000000003,2.7837000000000001,2.4201999999999999,2.7530999999999999,3.1812999999999998]
[102.333,6.1358999999999997E-2,5.3703000000000001E-2,6.0859999999999997E-2,7.0051000000000002E-2,6.2180999999999997,4.7586000000000004,6.1185,7.8650000000000002,42029,36999,41648,47476,21.382000000000001,18.632000000000001,21.158999999999999,24.635000000000002,33.613,29.393000000000001,33.317,38.048000000000002,2.5590999999999999,2.2238000000000002,2.5261999999999998,2.9291999999999998,0.19822000000000001,0.17366000000000001,0.19653999999999999,0.22423000000000001,16727,14691,16616,18867,4.6091E-2,4.0452000000000002E-2,4.5690000000000001E-2,5.2273E-2,944.3,793,930.5,1111.4000000000001,0.21873000000000001,0.19101000000000001,0.21701999999999999,0.24904999999999999,0.37369000000000002,0.32306000000000001,0.36813000000000001,0.43308000000000002,3.4131,2.9868000000000001,3.3923000000000001,3.8776999999999999,55.698,49.082000000000001,55.225999999999999,62.935000000000002,39.058999999999997,23.774999999999999,39.189,53.707000000000001,3769.3,3299.7,3736,4253.2,3660.5,3195.9,3629.9,4136.5,19.038,15.536,18.63,22.524000000000001,1422.2,1245,1412.1,1615.3,2.5596000000000001,2.2403,2.5364,2.8978000000000002,0.20619999999999999,0.17807000000000001,0.20516000000000001,0.23502000000000001,4.3266,3.7860999999999998,4.2935999999999996,4.9036,0.28638000000000002,0.24948999999999999,0.28421000000000002,0.32612000000000002,19696,17194,19621,22426,4.2219E-2,3.6743999999999999E-2,4.1735000000000001E-2,4.8776E-2,0.58109,0.48097000000000001,0.57210000000000005,0.70184000000000002,2.7871999999999999,2.4020999999999999,2.7664,3.1964999999999999]
[103.167,6.0035999999999999E-2,5.2512999999999997E-2,5.96E-2,6.8543000000000007E-2,6.2180999999999997,4.7586000000000004,6.1185,7.8650000000000002,41246,36201,41001,46713,20.986999999999998,18.039000000000001,20.893999999999998,24.247,32.970999999999997,28.77,32.889000000000003,37.439,2.5089000000000001,2.1573000000000002,2.4935,2.8858999999999999,0.19450000000000001,0.16997000000000001,0.19434000000000001,0.22042999999999999,16410,14318,16403,18586,4.5131999999999999E-2,3.9425000000000002E-2,4.4918E-2,5.1346999999999997E-2,919.26,777.4,905.75,1093.5999999999999,0.21389,0.18542,0.21321000000000001,0.24493999999999999,0.36502000000000001,0.31398999999999999,0.36035,0.42309999999999998,3.3492999999999999,2.9226000000000001,3.3389000000000002,3.7995000000000001,54.531999999999996,47.484999999999999,54.332000000000001,62.253,39.042000000000002,23.774999999999999,39.189,53.707000000000001,3699.6,3224.7,3695.6,4187.6000000000004,3588.4,3138.3,3577.2,4060.9,18.692,15,18.096,22.175000000000001,1392.5,1219.5999999999999,1383.1,1586.2,2.512,2.1880000000000002,2.5118,2.8506999999999998,0.20197000000000001,0.17574999999999999,0.20058000000000001,0.23089000000000001,4.2465999999999999,3.7063000000000001,4.2441000000000004,4.8223000000000003,0.27983999999999998,0.24262,0.27873999999999999,0.31773000000000001,19326,16777,19297,22041,4.1199E-2,3.5389999999999998E-2,4.0871999999999999E-2,4.7905000000000003E-2,0.56233,0.45981,0.55379999999999996,0.68028999999999995,2.7202999999999999,2.3469000000000002,2.7031999999999998,3.1591]
[103.833,5.9658999999999997E-2,5.1639999999999998E-2,5.9551E-2,6.7935999999999996E-2,6.2180999999999997,4.7586000000000004,6.1185,7.8650000000000002,40769,35493,40497,46225,20.658000000000001,17.812000000000001,20.437999999999999,23.9,32.512999999999998,28.13,32.319000000000003,37.154000000000003,2.4771000000000001,2.1194999999999999,2.4544000000000001,2.8593999999999999,0.19161,0.16578000000000001,0.19048999999999999,0.21892,16174,14013,16095,18405,4.471E-2,3.8551000000000002E-2,4.4499999999999998E-2,5.0889999999999998E-2,926.65,769.98,913.7,1100.5999999999999,0.21328,0.18337000000000001,0.21274000000000001,0.24382999999999999,0.36285000000000001,0.30991999999999997,0.36057,0.41558,3.2984,2.8498000000000001,3.2747000000000002,3.7827999999999999,54.052999999999997,46.576999999999998,53.719000000000001,61.875999999999998,39.020000000000003,23.774999999999999,39.180999999999997,53.570999999999998,3641.5,3142.4,3630.7,4159.3999999999996,3546.3,3083.3,3537.4,4038.6,18.57,14.843,18.087,22.728999999999999,1380.8,1197.8,1379.6,1572.5,2.4729000000000001,2.1381999999999999,2.4619,2.8307000000000002,0.20004,0.17130000000000001,0.19922000000000001,0.22720000000000001,4.1795999999999998,3.6029,4.1589999999999998,4.7813999999999997,0.27773999999999999,0.24023,0.27589999999999998,0.31868000000000002,19031,16298,18959,21741,4.1368000000000002E-2,3.5068000000000002E-2,4.1151E-2,4.7864999999999998E-2,0.57770999999999995,0.46418999999999999,0.57430000000000003,0.69906000000000001,2.7185999999999999,2.3210999999999999,2.6879,3.1366999999999998]
[104.083,5.9746E-2,5.1762000000000002E-2,5.9573000000000001E-2,6.7920999999999995E-2,6.2180999999999997,4.7586000000000004,6.1185,7.8650000000000002,41014,35693,40818,46290,20.826000000000001,17.977,20.616,24.012,32.732999999999997,28.364000000000001,32.534999999999997,37.31,2.4922,2.1375000000000002,2.4727000000000001,2.8647999999999998,0.19303999999999999,0.16741,0.19189000000000001,0.21987999999999999,16289,14127,16188,18497,4.4866999999999997E-2,3.8816999999999997E-2,4.4700999999999998E-2,5.0844E-2,918.2,763.95,905.92,1094.2,0.21309,0.18362000000000001,0.21210000000000001,0.24252000000000001,0.36276999999999998,0.31123000000000001,0.36112,0.41486000000000001,3.3239000000000001,2.8780000000000001,3.3102999999999998,3.7913999999999999,54.262,46.857999999999997,53.856000000000002,61.917000000000002,39.033999999999999,23.774999999999999,39.180999999999997,53.569000000000003,3670.8,3180.9,3650.2,4178.7,3565.3,3094.5,3554.8,4054.4,18.596,14.959,18.117000000000001,22.661000000000001,1384.9,1202.5,1381.4,1570.4,2.4925999999999999,2.1602999999999999,2.4796,2.8437000000000001,0.20083000000000001,0.17269000000000001,0.19947999999999999,0.22731000000000001,4.2134999999999998,3.6476999999999999,4.1959,4.8028000000000004,0.27812999999999999,0.24068000000000001,0.27626000000000001,0.31879999999999997,19178,16543,19059,21856,4.1154999999999997E-2,3.4952999999999998E-2,4.0938000000000002E-2,4.759E-2,0.56555999999999995,0.45502999999999999,0.56025999999999998,0.68274000000000001,2.7128999999999999,2.3227000000000002,2.6865999999999999,3.1349999999999998]
[104.833,5.9762999999999997E-2,5.1858000000000001E-2,5.9122000000000001E-2,6.8633E-2,6.2180999999999997,4.7586000000000004,6.1185,7.8650000000000002,40784,35787,40315,46448,20.686,17.628,20.503,24.033999999999999,32.555999999999997,28.172999999999998,32.383000000000003,37.569000000000003,2.4809999999999999,2.1194999999999999,2.46,2.8818999999999999,0.19186,0.16597999999999999,0.19098999999999999,0.22109000000000001,16194,14048,16112,18670,4.4778999999999999E-2,3.8868E-2,4.4426E-2,5.1783999999999997E-2,927.95,769.48,910.1,1110.4000000000001,0.21375,0.18290000000000001,0.21182999999999999,0.2455,0.36385000000000001,0.30975999999999998,0.36137999999999998,0.42151,3.3029000000000002,2.8592,3.278,3.8195000000000001,54.189,46.591000000000001,53.98,62.911999999999999,39.024000000000001,23.774999999999999,39.180999999999997,53.707000000000001,3646,3148.5,3629.5,4194.5,3551.6,3074.7,3529,4109.5,18.562999999999999,14.848000000000001,17.984999999999999,22.920999999999999,1383,1198.5,1374.1,1594.6,2.4759000000000002,2.1410999999999998,2.464,2.8525,0.20029,0.17186000000000001,0.19811000000000001,0.23108999999999999,4.1848000000000001,3.6158000000000001,4.1657000000000002,4.8216000000000001,0.27818999999999999,0.23857999999999999,0.27639999999999998,0.32179999999999997,19048,16478,18929,21857,4.1466999999999997E-2,3.5366000000000002E-2,4.1069000000000001E-2,4.8128999999999998E-2,0.57970999999999995,0.46939999999999998,0.57172999999999996,0.70221,2.7282999999999999,2.3264999999999998,2.7021000000000002,3.1795]
[105.5,6.0803999999999997E-2,5.3371000000000002E-2,6.0314E-2,6.9376999999999994E-2,6.2180999999999997,4.7586000000000004,6.1185,7.8650000000000002,41398,36870,40913,46888,20.966999999999999,18.027999999999999,20.722999999999999,24.33,33.024999999999999,28.873000000000001,32.872999999999998,37.866,2.5181,2.1840000000000002,2.5019999999999998,2.9157000000000002,0.19453999999999999,0.16986000000000001,0.19373000000000001,0.22273999999999999,16425,14374,16341,18816,4.5516000000000001E-2,3.9687E-2,4.5265E-2,5.1998999999999997E-2,953.05,798.32,933.73,1131,0.21765999999999999,0.18894,0.21626000000000001,0.24954999999999999,0.37019999999999997,0.31880999999999998,0.36413000000000001,0.42663000000000001,3.3485,2.9178999999999999,3.3281999999999998,3.8485999999999998,55.01,47.57,54.415999999999997,63.362000000000002,39.064,23.774999999999999,39.189,53.707000000000001,3695.7,3219,3678.4,4239,3605.8,3151.1,3583.3,4123.3,18.782,15.134,18.192,22.93,1405.9,1227.7,1395.8,1604.4,2.5097999999999998,2.1852,2.4984999999999999,2.8774000000000002,0.20357,0.17602999999999999,0.20168,0.23322999999999999,4.2419000000000002,3.6901999999999999,4.2218999999999998,4.8604000000000003,0.28301999999999999,0.24668000000000001,0.28093000000000001,0.32362999999999997,19318,16871,19195,22127,4.2332000000000002E-2,3.6565E-2,4.2180000000000002E-2,4.895E-2,0.59723000000000004,0.48257,0.58736999999999995,0.71716999999999997,2.7751000000000001,2.4014000000000002,2.7387000000000001,3.206]
[106.417,6.1210000000000001E-2,5.3430999999999999E-2,6.0754000000000002E-2,6.9785E-2,6.2180999999999997,4.7586000000000004,6.1185,7.8650000000000002,41710,37055,41308,47517,21.141999999999999,18.242000000000001,20.873999999999999,24.416,33.290999999999997,28.952000000000002,33.040999999999997,37.851999999999997,2.5377999999999998,2.2044999999999999,2.5169000000000001,2.9281999999999999,0.19614999999999999,0.17101,0.19478000000000001,0.22331000000000001,16559,14461,16434,18831,4.5830000000000003E-2,3.9995999999999997E-2,4.5595999999999998E-2,5.2005999999999997E-2,957.68,793.89,944.11,1129.4000000000001,0.21895999999999999,0.19087000000000001,0.21709999999999999,0.25002999999999997,0.37252999999999997,0.32116,0.36930000000000002,0.42888999999999999,3.3763000000000001,2.9319000000000002,3.3462999999999998,3.8557000000000001,55.363999999999997,47.881,54.844999999999999,62.915999999999997,39.064,23.774999999999999,39.189,53.707000000000001,3726.9,3241,3699.9,4244.2,3633.3,3169,3609.5,4137.5,19.023,15.342000000000001,18.425000000000001,22.716000000000001,1415.8,1235.3,1406.3,1613.9,2.5308999999999999,2.1985999999999999,2.5108999999999999,2.8828999999999998,0.20543,0.17888000000000001,0.20275000000000001,0.23588000000000001,4.2777000000000003,3.7145000000000001,4.2439,4.8761000000000001,0.28473999999999999,0.24870999999999999,0.28073999999999999,0.32333000000000001,19474,16975,19331,22158,4.2533000000000001E-2,3.6572E-2,4.2178E-2,4.8779999999999997E-2,0.59765999999999997,0.48013,0.59374000000000005,0.71701000000000004,2.7909999999999999,2.4144999999999999,2.7404000000000002,3.2132999999999998]
[107,5.9562999999999998E-2,5.1552000000000001E-2,5.9025000000000001E-2,6.8093000000000001E-2,6.2180999999999997,4.7586000000000004,6.1185,7.8650000000000002,40733,35759,40393,46142,20.664000000000001,17.817,20.43,23.798999999999999,32.512999999999998,28.236999999999998,32.220999999999997,37.088999999999999,2.4777,2.1448,2.4655999999999998,2.8515999999999999,0.19166,0.1663,0.18978,0.21865000000000001,16175,14068,16018,18505,4.4658999999999997E-2,3.8726999999999998E-2,4.4212000000000001E-2,5.0874000000000003E-2,925.75,767.89,912.71,1099.7,0.2127,0.18340000000000001,0.21021000000000001,0.24432000000000001,0.36208000000000001,0.30789,0.35935,0.41515000000000002,3.2995000000000001,2.8626,3.2675999999999998,3.7728000000000002,53.96,46.735999999999997,53.347999999999999,61.939,39.057000000000002,23.774999999999999,39.189,53.64,3642.9,3156.3,3607.8,4170.1000000000004,3544.9,3076.4,3506,4034.6,18.561,14.959,17.963000000000001,22.327999999999999,1379.2,1197.3,1362.1,1573.3,2.4737,2.1440000000000001,2.4518,2.8302,0.20033000000000001,0.17258000000000001,0.19828000000000001,0.23085,4.1814,3.6234000000000002,4.1452999999999998,4.7995999999999999,0.27742,0.24054,0.27448,0.31740000000000002,19032,16436,18898,21746,4.1195000000000002E-2,3.5236000000000003E-2,4.0800000000000003E-2,4.7710000000000002E-2,0.57277999999999996,0.45612999999999998,0.56599999999999995,0.68976999999999999,2.7113999999999998,2.3254000000000001,2.6880999999999999,3.1318999999999999]
[108,5.9672000000000003E-2,5.1927000000000001E-2,5.8835999999999999E-2,6.7932000000000006E-2,6.2180999999999997,4.7586000000000004,6.1185,7.8650000000000002,40829,36084,40290,46372,20.704000000000001,17.844000000000001,20.49,23.890999999999998,32.576000000000001,28.407,32.113999999999997,37.093000000000004,2.4824999999999999,2.1564999999999999,2.4622000000000002,2.8512,0.19203000000000001,0.1673,0.18922,0.21868000000000001,16207,14141,15987,18431,4.4742999999999998E-2,3.9091000000000001E-2,4.4158999999999997E-2,5.0853000000000002E-2,927.57,775.21,918.05,1101.5,0.21309,0.18626999999999999,0.21035000000000001,0.24403,0.36253000000000002,0.31267,0.35721999999999998,0.41282999999999997,3.3062999999999998,2.8855,3.2555000000000001,3.77,54.106999999999999,47.441000000000003,53.344000000000001,61.932000000000002,39.055,23.774999999999999,39.189,53.707000000000001,3650,3187.8,3599,4162.8,3551.8,3096.3,3504.2,4041.9,18.466000000000001,15.162000000000001,17.791,22.242999999999999,1381.8,1208.0999999999999,1360,1572.4,2.4786000000000001,2.1562000000000001,2.4422999999999999,2.8227000000000002,0.20057,0.17407,0.19736999999999999,0.22899,4.1897000000000002,3.6432000000000002,4.1283000000000003,4.7797000000000001,0.27783999999999998,0.24196000000000001,0.27383999999999997,0.31801000000000001,19073,16646,18822,21671,4.1307000000000003E-2,3.5582000000000003E-2,4.0698999999999999E-2,4.7461999999999997E-2,0.57347000000000004,0.46383999999999997,0.56584000000000001,0.69925000000000004,2.7170000000000001,2.3426999999999998,2.6901000000000002,3.1229]
[108.75,5.9905E-2,5.2829000000000001E-2,5.9200000000000003E-2,6.8060999999999997E-2,6.2180999999999997,4.7586000000000004,6.1185,7.8650000000000002,40860,36396,40543,46313,20.702999999999999,17.981000000000002,20.442,23.893999999999998,32.6,28.626999999999999,32.21,37.179000000000002,2.4860000000000002,2.1467999999999998,2.4611000000000001,2.8542999999999998,0.19209999999999999,0.16911999999999999,0.19005,0.21986,16216,14252,16060,18526,4.4871000000000001E-2,3.9565999999999997E-2,4.4464999999999998E-2,5.0874999999999997E-2,938.19,781.16,920.3,1120.9000000000001,0.21426000000000001,0.18720999999999999,0.21263000000000001,0.24393999999999999,0.36564000000000002,0.31491000000000002,0.36279,0.41887999999999997,3.3065000000000002,2.9001000000000001,3.2648000000000001,3.7603,54.235999999999997,47.398000000000003,53.399000000000001,61.963999999999999,39.036999999999999,23.774999999999999,39.133000000000003,53.707000000000001,3650.1,3203,3615.7,4161,3557.5,3133.5,3518.2,4047,18.483000000000001,14.98,17.853000000000002,22.298999999999999,1385.9,1220.4000000000001,1370.9,1572,2.4786000000000001,2.1747999999999998,2.4512,2.8277000000000001,0.20116999999999999,0.17499999999999999,0.19941,0.22967000000000001,4.1894999999999998,3.6745000000000001,4.1440999999999999,4.7731000000000003,0.27888000000000002,0.24407999999999999,0.27459,0.31981999999999999,19070,16818,18919,21832,4.1619000000000003E-2,3.6198000000000001E-2,4.1369000000000003E-2,4.8356000000000003E-2,0.58353999999999995,0.47361999999999999,0.57410000000000005,0.71953999999999996,2.7328999999999999,2.3664000000000001,2.6928999999999998,3.1177000000000001]
[109.417,6.1353999999999999E-2,5.4127000000000002E-2,6.1018000000000003E-2,6.9401000000000004E-2,6.2180999999999997,4.7586000000000004,6.1185,7.8650000000000002,41835,37287,41543,46849,21.210999999999999,18.503,20.931999999999999,24.242999999999999,33.398000000000003,29.7,33.185000000000002,37.832000000000001,2.5464000000000002,2.2147999999999999,2.5234999999999999,2.9064999999999999,0.19681000000000001,0.17488999999999999,0.19558,0.22281999999999999,16614,14795,16502,18760,4.5963999999999998E-2,4.0866E-2,4.5622000000000003E-2,5.2065E-2,960.41,805.37,943.22,1143.0999999999999,0.21945999999999999,0.1925,0.21848000000000001,0.24828,0.37429000000000001,0.32290999999999997,0.36997000000000002,0.42871999999999999,3.3881999999999999,2.9923000000000002,3.3565,3.8290000000000002,55.57,49.017000000000003,54.828000000000003,63.404000000000003,39.064,23.774999999999999,39.189,53.707000000000001,3739.8,3321.3,3712.1,4240,3644.2,3237.1,3617.4,4125.7,19.119,15.509,18.36,22.802,1419.5,1257.7,1410,1608.3,2.5394000000000001,2.2492999999999999,2.5219999999999998,2.8746999999999998,0.20637,0.18139,0.20366000000000001,0.23447999999999999,4.2923999999999998,3.8035999999999999,4.2584,4.8609999999999998,0.28560000000000002,0.25085000000000002,0.28122999999999998,0.32423999999999997,19547,17362,19349,22022,4.2599999999999999E-2,3.7041999999999999E-2,4.2125000000000003E-2,4.9105000000000003E-2,0.59687999999999997,0.48541000000000001,0.58789000000000002,0.72589999999999999,2.7951000000000001,2.4382999999999999,2.7524999999999999,3.1871999999999998]
[109.667,6.0604999999999999E-2,5.3169000000000001E-2,6.0227000000000003E-2,6.8435999999999997E-2,6.2180999999999997,4.7586000000000004,6.1185,7.8650000000000002,41325,36728,41082,46145,20.937999999999999,18.13,20.751999999999999,24.100999999999999,32.972000000000001,29.158999999999999,32.744999999999997,37.232999999999997,2.5139999999999998,2.1879,2.5021,2.8551000000000002,0.19428000000000001,0.17152999999999999,0.19298999999999999,0.21918000000000001,16401,14495,16271,18450,4.5394999999999998E-2,3.9981999999999997E-2,4.5116000000000003E-2,5.1118999999999998E-2,949.29,788.26,936.18,1125.2,0.21687000000000001,0.18859999999999999,0.21587000000000001,0.24575,0.37006,0.31730000000000003,0.36508000000000002,0.42508000000000001,3.3445999999999998,2.9535999999999998,3.3233000000000001,3.7724000000000002,54.890999999999998,48.226999999999997,54.314,62.514000000000003,39.054000000000002,23.774999999999999,39.189,53.707000000000001,3691.5,3260.6,3664.9,4163.3,3598,3181.3,3571.5,4051.7,18.978000000000002,15.253,18.216999999999999,22.516999999999999,1401.9,1231.3,1392,1580.4,2.5066999999999999,2.2130000000000001,2.4836999999999998,2.8309000000000002,0.20374999999999999,0.17852999999999999,0.20175999999999999,0.23285,4.2370000000000001,3.7423999999999999,4.1962000000000002,4.7882999999999996,0.28210000000000002,0.24712000000000001,0.27861999999999998,0.31941999999999998,19295,16922,19149,21821,4.2105999999999998E-2,3.6141E-2,4.1708000000000002E-2,4.8638000000000001E-2,0.59104999999999996,0.47974,0.58052999999999999,0.71731,2.7643,2.3845999999999998,2.7317,3.1604999999999999]
[110.417,6.1469000000000003E-2,5.3859999999999998E-2,6.0970000000000003E-2,6.9220000000000004E-2,6.2180999999999997,4.7586000000000004,6.1185,7.8650000000000002,41882,37176,41403,46757,21.248000000000001,18.423999999999999,21.052,24.36,33.456000000000003,29.355,33.134,37.619999999999997,2.5501,2.2414999999999998,2.5373000000000001,2.8982000000000001,0.19714999999999999,0.17327999999999999,0.19536000000000001,0.22165000000000001,16642,14648,16508,18699,4.6043000000000001E-2,4.0432000000000003E-2,4.5638999999999999E-2,5.1839000000000003E-2,963.14,803.84,945.33,1127.9000000000001,0.21973000000000001,0.19198999999999999,0.21889,0.24686,0.37552000000000002,0.32249,0.37004999999999999,0.43051,3.3942999999999999,2.9860000000000002,3.3649,3.8214000000000001,55.706000000000003,48.884,54.896999999999998,62.741,39.064,23.774999999999999,39.189,53.707000000000001,3745.9,3294.7,3712.1,4216.3,3650.1,3214.9,3620.4,4102.5,19.199000000000002,15.510999999999999,18.369,22.76,1422.2,1248.8,1408.9,1599.8,2.5438000000000001,2.2338,2.5232999999999999,2.8593999999999999,0.20666000000000001,0.17885999999999999,0.20485999999999999,0.23569000000000001,4.2998000000000003,3.7753000000000001,4.2653999999999996,4.8323999999999998,0.28604000000000002,0.25052999999999997,0.28360000000000002,0.32377,19581,17174,19291,22221,4.2701000000000003E-2,3.6849E-2,4.2346000000000002E-2,4.8894E-2,0.59841,0.48441000000000001,0.59202999999999995,0.71792,2.8054000000000001,2.4297,2.7747000000000002,3.2048999999999999]
[111.083,5.9929000000000003E-2,5.2276000000000003E-2,5.9499999999999997E-2,6.7743999999999999E-2,6.2180999999999997,4.7586000000000004,6.1185,7.8650000000000002,41051,36364,40649,45856,20.870999999999999,18.094000000000001,20.640999999999998,24.132000000000001,32.814999999999998,28.681000000000001,32.399000000000001,37.244999999999997,2.4990999999999999,2.1856,2.4708999999999999,2.8445,0.19352,0.16916999999999999,0.19092999999999999,0.21926000000000001,16330,14274,16110,18487,4.4992999999999998E-2,3.9364000000000003E-2,4.4637999999999997E-2,5.0942000000000001E-2,927.88,772.47,918.24,1089.2,0.21365000000000001,0.18515999999999999,0.2122,0.24202000000000001,0.36518,0.31491999999999998,0.36248000000000002,0.41799999999999998,3.3328000000000002,2.9108999999999998,3.2869000000000002,3.7865000000000002,54.484999999999999,47.679000000000002,53.78,62.100999999999999,39.055,23.774999999999999,39.189,53.707000000000001,3679.4,3217.2,3626.5,4168.1000000000004,3574.5,3116,3537.6,4048.5,18.7,15.233000000000001,17.841999999999999,22.366,1389,1214.8,1375.3,1579,2.4983,2.1833999999999998,2.4622999999999999,2.8344,0.20191000000000001,0.17518,0.20039999999999999,0.23030999999999999,4.2236000000000002,3.6907000000000001,4.1632999999999996,4.7942999999999998,0.27890999999999999,0.24202000000000001,0.27723999999999999,0.31779000000000002,19223,16723,18991,21792,4.1320999999999997E-2,3.5549999999999998E-2,4.1022000000000003E-2,4.7414999999999999E-2,0.56859999999999999,0.46107999999999999,0.56520999999999999,0.68457999999999997,2.7248000000000001,2.3567999999999998,2.6907999999999999,3.1208]
[112,5.9913000000000001E-2,5.2456000000000003E-2,5.9218E-2,6.7402000000000004E-2,6.2180999999999997,4.7586000000000004,6.1185,7.8650000000000002,41001,36346,40648,46020,20.82,18.021000000000001,20.494,23.722999999999999,32.753,28.675000000000001,32.396999999999998,36.783999999999999,2.4954000000000001,2.1594000000000002,2.4817,2.8153999999999999,0.19311,0.16839999999999999,0.19137999999999999,0.2175,16297,14225,16152,18339,4.4951999999999999E-2,3.9425000000000002E-2,4.4429000000000003E-2,5.0581000000000001E-2,931.18,771.31,917.11,1102.0999999999999,0.21357000000000001,0.18704999999999999,0.21153,0.24095,0.36498999999999998,0.31713000000000002,0.36013000000000001,0.41458,3.3249,2.9134000000000002,3.2919999999999998,3.7494000000000001,54.384,47.835999999999999,53.695,61.658999999999999,39.052999999999997,23.774999999999999,39.189,53.707000000000001,3671,3200.4,3633.5,4132.1000000000004,3569.2,3126.7,3528.3,4008.9,18.664000000000001,15.19,18.059999999999999,22.242000000000001,1387.9,1219.4000000000001,1369.7,1558.1,2.4927000000000001,2.1745999999999999,2.4674,2.8031000000000001,0.20172000000000001,0.17630000000000001,0.20022999999999999,0.22894999999999999,4.2138999999999998,3.6739000000000002,4.1719999999999997,4.7317999999999998,0.27883000000000002,0.24307000000000001,0.27526,0.31645000000000001,19186,16763,18970,21730,4.1403000000000002E-2,3.5859000000000002E-2,4.1082E-2,4.7280999999999997E-2,0.57245000000000001,0.46797,0.56930999999999998,0.68420999999999998,2.7275999999999998,2.3734999999999999,2.7132999999999998,3.0962000000000001]
[112.583,6.0911E-2,5.3725000000000002E-2,6.0650999999999997E-2,6.8226999999999996E-2,6.2180999999999997,4.7586000000000004,6.1185,7.8650000000000002,41496,37035,41106,46413,21.024000000000001,18.3,20.809000000000001,23.99,33.118000000000002,29.119,32.814,37.273000000000003,2.5247999999999999,2.1854,2.5232000000000001,2.8601999999999999,0.19514000000000001,0.17175000000000001,0.19333,0.22012000000000001,16475,14464,16338,18546,4.5605E-2,4.0230000000000002E-2,4.5374999999999999E-2,5.1164000000000001E-2,957.8,798.3,939.92,1129.5,0.21753,0.19148000000000001,0.21629000000000001,0.24567,0.37141999999999997,0.32224000000000003,0.36562,0.42748000000000003,3.3586999999999998,2.9493999999999998,3.3273000000000001,3.7884000000000002,55.162999999999997,48.41,54.734999999999999,62.042000000000002,39.063000000000002,23.774999999999999,39.189,53.707000000000001,3707.3,3264,3671.5,4185.6000000000004,3614.1,3175.3,3590.1,4069.4,19.013999999999999,15.478999999999999,18.405000000000001,23.004999999999999,1408.8,1238.5,1403.1,1577.3,2.5175000000000001,2.2183000000000002,2.4965000000000002,2.8391999999999999,0.20444000000000001,0.17893999999999999,0.20246,0.23224,4.2553000000000001,3.7433000000000001,4.2115999999999998,4.8017000000000003,0.28322000000000003,0.2472,0.28189999999999998,0.32081999999999999,19373,16942,19204,22031,4.2331000000000001E-2,3.6833999999999999E-2,4.2054000000000001E-2,4.8129999999999999E-2,0.59543000000000001,0.48527999999999999,0.58765000000000001,0.70960000000000001,2.7793000000000001,2.3999000000000001,2.7679,3.1391]
[113.583,6.0982000000000001E-2,5.3636999999999997E-2,6.0669000000000001E-2,6.8449999999999997E-2,6.2180999999999997,4.7586000000000004,6.1185,7.8650000000000002,41535,37001,41200,46579,21.047000000000001,18.178999999999998,20.806000000000001,24.158999999999999,33.152000000000001,29.193000000000001,32.987000000000002,37.411000000000001,2.5270999999999999,2.1892,2.5156999999999998,2.9041999999999999,0.19533,0.17183999999999999,0.19378999999999999,0.22033,16492,14545,16379,18602,4.5643000000000003E-2,4.0176999999999997E-2,4.5430999999999999E-2,5.1381999999999997E-2,964.93,801.16,957.37,1116.0999999999999,0.21784000000000001,0.19084000000000001,0.21714,0.24657999999999999,0.3715,0.31981999999999999,0.36885000000000001,0.42688999999999999,3.3624000000000001,2.9617,3.3342999999999998,3.8083999999999998,55.194000000000003,48.508000000000003,54.609000000000002,62.284999999999997,39.063000000000002,23.774999999999999,39.189,53.707000000000001,3710.8,3268.7,3675.3,4189.7,3618.5,3190.6,3601.6,4077.3,19.178000000000001,15.355,18.445,23.385999999999999,1410.4,1242.0999999999999,1401.4,1583.2,2.5198999999999998,2.2210000000000001,2.4984000000000002,2.8429000000000002,0.2051,0.17924999999999999,0.20368,0.23304,4.2594000000000003,3.7593999999999999,4.2263000000000002,4.8106,0.28367999999999999,0.24690000000000001,0.28211999999999998,0.32268000000000002,19376,17055,19189,22020,4.2438999999999998E-2,3.6838000000000003E-2,4.2244999999999998E-2,4.8117E-2,0.59648999999999996,0.48957000000000001,0.59367000000000003,0.70404999999999995,2.7837000000000001,2.4085999999999999,2.7732999999999999,3.1701000000000001]
[114.333,6.1407000000000003E-2,5.4240999999999998E-2,6.1020999999999999E-2,6.8824999999999997E-2,6.2180999999999997,4.7586000000000004,6.1185,7.8650000000000002,42044,37645,41586,47082,21.366,18.564,21.222999999999999,24.355,33.598999999999997,29.882999999999999,33.426000000000002,37.917999999999999,2.5590999999999999,2.2359,2.5497999999999998,2.9283999999999999,0.19811999999999999,0.17574000000000001,0.19681999999999999,0.22434000000000001,16720,14885,16600,18971,4.6080999999999997E-2,4.0673000000000001E-2,4.58E-2,5.1921000000000002E-2,959.82,802.58,948.32,1137.0999999999999,0.21879000000000001,0.19176000000000001,0.21714,0.24882000000000001,0.37333,0.32375999999999999,0.3715,0.42804999999999999,3.4114,3.0261,3.3931,3.8593000000000002,55.680999999999997,48.93,55.33,62.856000000000002,39.061999999999998,23.774999999999999,39.189,53.707000000000001,3766.5,3334.6,3742.9,4264.8,3661,3255.1,3638.5,4126.5,19.219000000000001,15.436999999999999,18.7,23.189,1422.9,1259.5999999999999,1414.3,1598.3,2.5575000000000001,2.2662,2.5394000000000001,2.8967000000000001,0.20684,0.18121000000000001,0.20483999999999999,0.23507,4.3238000000000003,3.8275999999999999,4.2956000000000003,4.8940000000000001,0.28570000000000001,0.24990999999999999,0.28372000000000003,0.32274000000000003,19665,17429,19530,22308,4.2409000000000002E-2,3.6910999999999999E-2,4.2305000000000002E-2,4.8254999999999999E-2,0.58440000000000003,0.47667999999999999,0.57833999999999997,0.69369999999999998,2.7894999999999999,2.3936999999999999,2.7742,3.1951999999999998]
[115,6.0087000000000002E-2,5.2741000000000003E-2,5.9956000000000002E-2,6.8522E-2,6.2180999999999997,4.7586000000000004,6.1185,7.8650000000000002,41105,36541,40741,46474,20.856000000000002,18.077999999999999,20.67,24.126999999999999,32.814,28.890999999999998,32.552999999999997,37.256,2.5003000000000002,2.1492,2.4927999999999999,2.8595999999999999,0.19345000000000001,0.17014000000000001,0.19203000000000001,0.21981000000000001,16328,14335,16200,18548,4.5069999999999999E-2,3.9622999999999998E-2,4.4872000000000002E-2,5.1272999999999999E-2,941.61,788.06,928.57,1123.3,0.21415999999999999,0.18664,0.21289,0.24493999999999999,0.36579,0.31344,0.36503999999999998,0.41926000000000002,3.3304999999999998,2.9167000000000001,3.2949000000000002,3.7858000000000001,54.476999999999997,47.573,54.127000000000002,62.328000000000003,39.055,23.774999999999999,39.189,53.643000000000001,3676.8,3229.8,3643,4173.7,3576.8,3144.9,3557.6,4067.4,18.78,15.042,18.317,22.446999999999999,1391.5,1222.4000000000001,1387.9,1583.3,2.4967000000000001,2.1922000000000001,2.4723000000000002,2.8407,0.20194000000000001,0.17504,0.20052,0.23171,4.2206999999999999,3.7046000000000001,4.1776,4.8003999999999998,0.27973999999999999,0.24309,0.27667000000000003,0.31967000000000001,19201,16867,19060,21830,4.1577999999999997E-2,3.5978999999999997E-2,4.1201000000000002E-2,4.7752000000000003E-2,0.57655000000000001,0.46889999999999998,0.57196999999999998,0.68855,2.7320000000000002,2.3401000000000001,2.7143999999999999,3.1486999999999998]
[115.25,6.0657000000000003E-2,5.3400000000000003E-2,6.0465999999999999E-2,6.8717E-2,6.2180999999999997,4.7586000000000004,6.1185,7.8650000000000002,41686,37150,41265,46938,21.210999999999999,18.442,20.986999999999998,24.405999999999999,33.320999999999998,29.416,33.1,37.676000000000002,2.5366,2.1960999999999999,2.5268000000000002,2.8818000000000001,0.19658999999999999,0.17344000000000001,0.19522999999999999,0.22214999999999999,16586,14626,16472,18744,4.5600000000000002E-2,4.0263E-2,4.5395999999999999E-2,5.1527999999999997E-2,938.68,787.45,927.12,1115,0.21564,0.18884000000000001,0.21473999999999999,0.24525,0.36854999999999999,0.31730000000000003,0.36674000000000001,0.42053000000000001,3.3855,2.9798,3.3551000000000002,3.8309000000000002,55.14,48.404000000000003,54.734000000000002,62.716000000000001,39.049999999999997,23.774999999999999,39.189,53.643000000000001,3738.8,3294.5,3708.8,4226.5,3626.2,3194.5,3606.6,4095.8,18.942,15.305,18.553999999999998,22.542999999999999,1407.1,1242,1402.1,1590.2,2.5386000000000002,2.2343000000000002,2.5171000000000001,2.8692000000000002,0.20444000000000001,0.17843999999999999,0.20283999999999999,0.23300000000000001,4.2923,3.782,4.2548000000000004,4.8544999999999998,0.28243000000000001,0.2462,0.27954000000000001,0.32111000000000001,19519,17155,19376,22077,4.1657E-2,3.6144999999999997E-2,4.1342999999999998E-2,4.7683999999999997E-2,0.56720000000000004,0.46068999999999999,0.56237999999999999,0.67528999999999995,2.7465999999999999,2.3641000000000001,2.7311000000000001,3.1602000000000001]
[116.5,6.0990000000000003E-2,5.3815000000000002E-2,6.0829000000000001E-2,6.8683999999999995E-2,6.2180999999999997,4.7586000000000004,6.1185,7.8650000000000002,41496,36861,41414,46419,21.016999999999999,18.190999999999999,20.91,23.931000000000001,33.116,29.242999999999999,32.906999999999996,37.213999999999999,2.5268000000000002,2.1821999999999999,2.5139,2.8757999999999999,0.19509000000000001,0.17179,0.19394,0.21926999999999999,16474,14520,16421,18541,4.5648000000000001E-2,4.0238000000000003E-2,4.5560000000000003E-2,5.1524E-2,962.42,813.62,952.37,1127.2,0.21790999999999999,0.19078000000000001,0.21726999999999999,0.24704000000000001,0.37262000000000001,0.32017000000000001,0.36902000000000001,0.43203000000000003,3.3578000000000001,2.9556,3.3298000000000001,3.7812000000000001,55.082000000000001,48.252000000000002,54.694000000000003,62.381,39.063000000000002,23.774999999999999,39.189,53.707000000000001,3705.6,3263.5,3685.3,4182.6000000000004,3615.6,3185.3,3597.8,4069.4,18.98,15.391,18.556000000000001,22.282,1410,1245.8,1406.4,1586,2.5165000000000002,2.2172000000000001,2.4992000000000001,2.8355999999999999,0.20436000000000001,0.17865,0.20247999999999999,0.23019999999999999,4.2534999999999998,3.754,4.2210999999999999,4.7915000000000001,0.28397,0.24743000000000001,0.28188999999999997,0.32244,19364,17078,19288,21902,4.2514000000000003E-2,3.6940000000000001E-2,4.2134999999999999E-2,4.8462999999999999E-2,0.59943999999999997,0.48633999999999999,0.58969000000000005,0.71277999999999997,2.7892999999999999,2.4281999999999999,2.7749000000000001,3.1758000000000002]
[116.833,5.9868999999999999E-2,5.2231E-2,5.9823000000000001E-2,6.8153000000000005E-2,6.2180999999999997,4.7586000000000004,6.1185,7.8650000000000002,40803,35787,40870,45762,20.693000000000001,17.736999999999998,20.667999999999999,23.523,32.587000000000003,28.504999999999999,32.616999999999997,37.005000000000003,2.4860000000000002,2.1387,2.4748999999999999,2.8342999999999998,0.19203000000000001,0.16772000000000001,0.19217999999999999,0.21848000000000001,16213,14160,16192,18431,4.4854999999999999E-2,3.9156000000000003E-2,4.4900000000000002E-2,5.0964000000000002E-2,939.37,791.06,930.92,1102,0.21371999999999999,0.18540999999999999,0.21276,0.24393000000000001,0.36514000000000002,0.31069999999999998,0.36216999999999999,0.42299999999999999,3.3058000000000001,2.8929999999999998,3.3003,3.7547999999999999,54.133000000000003,47.045999999999999,53.796999999999997,61.768999999999998,39.048000000000002,23.774999999999999,39.189,53.707000000000001,3648.5,3190.8,3640.3,4163.2,3555.8,3106.1,3564.7,4049.4,18.658000000000001,14.922000000000001,18.170000000000002,22.22,1385.1,1208.4000000000001,1385.4,1577.5,2.4777,2.1646000000000001,2.4780000000000002,2.8130000000000002,0.20089000000000001,0.17276,0.20027,0.22861999999999999,4.1881000000000004,3.657,4.1886999999999999,4.7561999999999998,0.27882000000000001,0.24063000000000001,0.27816999999999997,0.31773000000000001,19063,16613,18972,21595,4.1598999999999997E-2,3.5853999999999997E-2,4.1429000000000001E-2,4.7577000000000001E-2,0.58248,0.47482000000000002,0.57638,0.69786000000000004,2.7328999999999999,2.3593000000000002,2.7280000000000002,3.1295000000000002]
[117.583,6.0617999999999998E-2,5.3190000000000001E-2,6.0435999999999997E-2,6.8328E-2,6.2180999999999997,4.7586000000000004,6.1185,7.8650000000000002,41242,36511,41178,45848,20.882999999999999,18.143000000000001,20.876999999999999,23.678999999999998,32.908000000000001,28.939,32.860999999999997,37.107999999999997,2.5121000000000002,2.165,2.5036999999999998,2.8712,0.19386,0.17068,0.19378000000000001,0.21839,16372,14419,16318,18433,4.5367999999999999E-2,3.9974000000000003E-2,4.5177000000000002E-2,5.1108000000000001E-2,954.99,808.94,945.32,1114.7,0.21667,0.18912000000000001,0.21514,0.24554000000000001,0.37153000000000003,0.31873000000000001,0.36682999999999999,0.42597000000000002,3.3365999999999998,2.9287000000000001,3.3340000000000001,3.7625999999999999,54.747,47.743000000000002,54.451999999999998,61.719000000000001,39.061999999999998,23.774999999999999,39.189,53.707000000000001,3682.2,3237.6,3681.8,4142.2,3593.2,3166.1,3579.3,4073.2,18.882000000000001,15.307,18.384,22.443000000000001,1401.4,1232.4000000000001,1393.8,1578.3,2.5005999999999999,2.1983999999999999,2.5003000000000002,2.8113000000000001,0.20302000000000001,0.17680000000000001,0.20258999999999999,0.22968,4.2266000000000004,3.7134999999999998,4.2229000000000001,4.7561,0.28222999999999998,0.2457,0.28211999999999998,0.32186999999999999,19237,16864,19164,21636,4.2254E-2,3.6465999999999998E-2,4.2051999999999999E-2,4.7828000000000002E-2,0.59624999999999995,0.48837999999999998,0.59082000000000001,0.71016999999999997,2.7679999999999998,2.3956,2.762,3.1602999999999999]
[118.167,5.9896999999999999E-2,5.2351000000000002E-2,5.9429999999999997E-2,6.7856E-2,6.2180999999999997,4.7586000000000004,6.1185,7.8650000000000002,41120,36181,41024,45895,20.896000000000001,18.033000000000001,20.798999999999999,23.85,32.844999999999999,28.786000000000001,32.728000000000002,36.822000000000003,2.504,2.1705999999999999,2.4984999999999999,2.8548,0.19373000000000001,0.16957,0.19289000000000001,0.21720999999999999,16350,14270,16269,18358,4.5002E-2,3.9460000000000002E-2,4.4706000000000003E-2,5.0800999999999999E-2,924.33,783.98,914.61,1080.0999999999999,0.21315000000000001,0.18506,0.21160999999999999,0.24238999999999999,0.36570999999999998,0.31152000000000002,0.36148999999999998,0.42254999999999998,3.3363,2.9232,3.3231000000000002,3.7549999999999999,54.347000000000001,47.302999999999997,54.26,61.195,39.049999999999997,23.774999999999999,39.189,53.680999999999997,3683.9,3216.8,3674.1,4146.6000000000004,3576.5,3133.8,3559.2,4021,18.681999999999999,15.226000000000001,18.277999999999999,22.138999999999999,1388.7,1218.8,1380.8,1569.9,2.5013999999999998,2.1873,2.496,2.8159999999999998,0.2016,0.17604,0.20089000000000001,0.22836000000000001,4.2290999999999999,3.6979000000000002,4.2125000000000004,4.7667000000000002,0.27886,0.24099999999999999,0.27742,0.31862000000000001,19236,16662,19157,21648,4.1231999999999998E-2,3.5584999999999999E-2,4.0977E-2,4.7155000000000002E-2,0.56445000000000001,0.45798,0.56081000000000003,0.67473000000000005,2.7162000000000002,2.3372000000000002,2.7035999999999998,3.1143999999999998]
[119.167,5.9700000000000003E-2,5.2828E-2,5.9469000000000001E-2,6.7170999999999995E-2,6.2180999999999997,4.7586000000000004,6.1185,7.8650000000000002,41015,36230,40945,45548,20.853000000000002,18.234000000000002,20.637,23.739000000000001,32.768000000000001,29.016999999999999,32.616,36.853000000000002,2.4971000000000001,2.1604999999999999,2.4697,2.8759000000000001,0.1933,0.17101,0.19219,0.21715999999999999,16311,14429,16230,18375,4.487E-2,3.9642999999999998E-2,4.4635000000000001E-2,5.0452999999999998E-2,917,775.65,908.27,1071.4000000000001,0.21237,0.18578,0.21257999999999999,0.24063000000000001,0.36370000000000002,0.31323000000000001,0.36131999999999997,0.41456999999999999,3.3288000000000002,2.9460000000000002,3.3134000000000001,3.7488000000000001,54.24,47.966999999999999,54.045999999999999,61.287999999999997,39.045000000000002,23.774999999999999,39.189,53.664000000000001,3676,3245.7,3656.7,4138.6000000000004,3567,3153.8,3552.5,4010.3,18.841000000000001,15.12,18.219000000000001,22.187999999999999,1384.5,1225.2,1377.6,1558.2,2.496,2.2086000000000001,2.4851000000000001,2.8111999999999999,0.20099,0.17609,0.20044000000000001,0.22844,4.2201000000000004,3.7345000000000002,4.2000999999999999,4.7506000000000004,0.27826000000000001,0.24401,0.27737000000000001,0.31577,19184,16927,19137,21539,4.1063000000000002E-2,3.5567000000000001E-2,4.1061E-2,4.6718999999999997E-2,0.56035999999999997,0.45573000000000002,0.55352000000000001,0.66759999999999997,2.7033,2.3534000000000002,2.6890999999999998,3.0762]
[119.667,6.0193999999999998E-2,5.2552000000000001E-2,6.0107000000000001E-2,6.7622000000000002E-2,6.2180999999999997,4.7586000000000004,6.1185,7.8650000000000002,41086,36172,41149,45538,20.81,17.963999999999999,20.677,23.584,32.768000000000001,28.558,32.869999999999997,36.786999999999999,2.5003000000000002,2.1442000000000001,2.4981,2.8603999999999998,0.19309999999999999,0.16819000000000001,0.19375999999999999,0.21643999999999999,16303,14258,16327,18269,4.5101000000000002E-2,3.9347E-2,4.5025000000000003E-2,5.0722999999999997E-2,940.61,787.95,929.19,1115.9000000000001,0.21504999999999999,0.18601999999999999,0.21579000000000001,0.24206,0.36724000000000001,0.31497000000000003,0.36535000000000001,0.42014000000000001,3.3237000000000001,2.907,3.3323999999999998,3.7334000000000001,54.485999999999997,47.371000000000002,54.537999999999997,61.597000000000001,39.058,23.774999999999999,39.189,53.707000000000001,3668.8,3197,3681.5,4112.7,3575.2,3123.7,3578.3,4018.6,18.956,15.151999999999999,18.356999999999999,22.436,1392.7,1219.3,1394.1,1566.4,2.4914000000000001,2.1671,2.5019999999999998,2.7976000000000001,0.20200000000000001,0.17496,0.20194999999999999,0.22938,4.2114000000000003,3.6631,4.2305000000000001,4.7271999999999998,0.28050000000000003,0.24342,0.27877000000000002,0.31891999999999998,19161,16786,19179,21469,4.1836999999999999E-2,3.6070999999999999E-2,4.1598000000000003E-2,4.7849999999999997E-2,0.58543000000000001,0.47375,0.57950000000000002,0.70106999999999997,2.7435999999999998,2.3784999999999998,2.7328000000000001,3.1187999999999998]
[120.083,5.9566000000000001E-2,5.2017000000000001E-2,5.9491000000000002E-2,6.7110000000000003E-2,6.2180999999999997,4.7586000000000004,6.1185,7.8650000000000002,40887,35983,40902,45499,20.763999999999999,17.844999999999999,20.602,23.715,32.639000000000003,28.51,32.673000000000002,36.811999999999998,2.4885999999999999,2.1307999999999998,2.4866000000000001,2.8694000000000002,0.1925,0.16789000000000001,0.19292999999999999,0.21701000000000001,16245,14162,16275,18302,4.4745E-2,3.9114000000000003E-2,4.4763999999999998E-2,5.0372E-2,917.7,765.25,908.65,1088.3,0.21218999999999999,0.18328,0.21235999999999999,0.23943999999999999,0.36248000000000002,0.30926999999999999,0.36021999999999998,0.41543000000000002,3.3144999999999998,2.8952,3.3195999999999999,3.7492000000000001,54.079000000000001,47,54.145000000000003,61.094000000000001,39.039000000000001,23.774999999999999,39.189,53.631,3660.1,3193.2,3671.1,4127.3,3554.8,3100.8,3557.8,4006.9,18.765999999999998,15.102,18.183,22.277000000000001,1380.8,1203.5,1381.3,1553.3,2.4853000000000001,2.1673,2.4903,2.8029999999999999,0.20050999999999999,0.17313999999999999,0.19997999999999999,0.22763,4.2016999999999998,3.6629,4.2157999999999998,4.7405999999999997,0.27761000000000002,0.23966000000000001,0.27710000000000001,0.31655,19110,16679,19120,21503,4.1049000000000002E-2,3.5223999999999998E-2,4.0904999999999997E-2,4.7123999999999999E-2,0.56327000000000005,0.45699000000000001,0.55735999999999997,0.67852000000000001,2.7044999999999999,2.3271999999999999,2.6962000000000002,3.0703999999999998]
[120.833,5.9457999999999997E-2,5.2408999999999997E-2,5.9006000000000003E-2,6.7224000000000006E-2,6.2180999999999997,4.7586000000000004,6.1185,7.8650000000000002,40635,35801,40402,45634,20.585999999999999,17.686,20.407,23.699000000000002,32.404000000000003,28.295000000000002,32.176000000000002,36.506999999999998,2.4716,2.1253000000000002,2.4517000000000002,2.8391999999999999,0.19098000000000001,0.16619999999999999,0.19011,0.21531,16123,14072,16032,18168,4.4561000000000003E-2,3.9156000000000003E-2,4.4296000000000002E-2,5.0154999999999998E-2,926.36,780.85,918.7,1079.4000000000001,0.21224999999999999,0.18534999999999999,0.21113000000000001,0.24099000000000001,0.36160999999999999,0.31034,0.35821999999999998,0.41759000000000002,3.2875999999999999,2.8626999999999998,3.2711000000000001,3.7099000000000002,53.817999999999998,47.118000000000002,53.472999999999999,60.893000000000001,39.036999999999999,23.774999999999999,39.180999999999997,53.643000000000001,3629.1,3156,3605.9,4100.3,3534.1,3096.5,3512.7,3969.3,18.780999999999999,15.175000000000001,18.058,22.363,1376.1,1207.4000000000001,1366.5,1549.1,2.4643999999999999,2.1423999999999999,2.4453999999999998,2.7858000000000001,0.19983999999999999,0.17286000000000001,0.19766,0.22753999999999999,4.1657999999999999,3.6219999999999999,4.1399999999999997,4.7096999999999998,0.27733999999999998,0.24048,0.27511000000000002,0.31818999999999997,18950,16545,18829,21370,4.1213E-2,3.5772999999999999E-2,4.0902000000000001E-2,4.7058000000000003E-2,0.57545999999999997,0.46922999999999998,0.57352999999999998,0.68217000000000005,2.7084999999999999,2.3692000000000002,2.6842000000000001,3.0781999999999998]
[122.083,5.9736999999999998E-2,5.1607E-2,5.9639999999999999E-2,6.7919999999999994E-2,6.2180999999999997,4.7586000000000004,6.1185,7.8650000000000002,41028,35829,40754,46147,20.84,17.776,20.722000000000001,23.71,32.756,28.193000000000001,32.54,37.398000000000003,2.4962,2.1291000000000002,2.4666999999999999,2.8740000000000001,0.19320999999999999,0.16633999999999999,0.19187000000000001,0.21981000000000001,16305,14037,16210,18585,4.4880999999999997E-2,3.8720999999999998E-2,4.4649000000000001E-2,5.0691E-2,917.64,763.17,917.1,1075.5999999999999,0.21271000000000001,0.1825,0.21128,0.24218999999999999,0.36198999999999998,0.30975000000000003,0.35938999999999999,0.41760999999999998,3.327,2.8641999999999999,3.3155999999999999,3.7848000000000002,54.19,46.841000000000001,53.854999999999997,62.006999999999998,39.042999999999999,23.774999999999999,39.189,53.636000000000003,3674,3169.8,3653.2,4177.8,3566.9,3078.6,3542.3,4068.5,18.972000000000001,15.138999999999999,18.201000000000001,22.295999999999999,1385,1199.0999999999999,1379,1570.3,2.4946000000000002,2.1505000000000001,2.4857,2.8382000000000001,0.20144000000000001,0.17344999999999999,0.19953000000000001,0.22980999999999999,4.2175000000000002,3.6362000000000001,4.2001999999999997,4.7798999999999996,0.27839999999999998,0.23796999999999999,0.27867999999999998,0.31669000000000003,19168,16476,19098,21757,4.1095E-2,3.5276000000000002E-2,4.0981999999999998E-2,4.675E-2,0.56308000000000002,0.44525999999999999,0.55869999999999997,0.67037000000000002,2.7082999999999999,2.3235999999999999,2.6913,3.0956999999999999]
[122.417,6.1170000000000002E-2,5.3185999999999997E-2,6.1212000000000003E-2,6.8884000000000001E-2,6.2180999999999997,4.7586000000000004,6.1185,7.8650000000000002,41760,36881,41459,46606,21.172000000000001,18.138000000000002,21.087,24.021000000000001,33.328000000000003,28.913,33.292000000000002,37.719000000000001,2.5417999999999998,2.1858,2.5144000000000002,2.9216000000000002,0.19642999999999999,0.16985,0.19592000000000001,0.22227,16584,14326,16529,18718,4.5848E-2,3.9747999999999999E-2,4.5731000000000001E-2,5.1594000000000001E-2,949.66,796.21,944.92,1106.4000000000001,0.21840000000000001,0.18839,0.21739,0.24745,0.37197000000000002,0.32086999999999999,0.36956,0.42476999999999998,3.3815,2.9298000000000002,3.3761999999999999,3.8336999999999999,55.319000000000003,48.097000000000001,55.267000000000003,62.673000000000002,39.064,23.774999999999999,39.189,53.707000000000001,3732.6,3222.6,3718,4227.7,3635.5,3152.1,3621.9,4094.5,19.346,15.62,18.670000000000002,22.904,1415.7,1235.2,1409.5,1594.2,2.5345,2.1947000000000001,2.5285000000000002,2.8738000000000001,0.20596,0.17845,0.20347999999999999,0.23401,4.2845000000000004,3.7082000000000002,4.2769000000000004,4.8605,0.28515000000000001,0.24668000000000001,0.28610999999999998,0.32430999999999999,19489,16802,19428,22069,4.2445999999999998E-2,3.6525000000000002E-2,4.2259999999999999E-2,4.8242E-2,0.59262000000000004,0.47939999999999999,0.59213000000000005,0.70655999999999997,2.7867999999999999,2.4075000000000002,2.7704,3.1629]
[122.833,5.9450000000000003E-2,5.1586E-2,5.9006999999999997E-2,6.7528000000000005E-2,6.2180999999999997,4.7586000000000004,6.1185,7.8650000000000002,40629,35592,40481,45530,20.6,17.690000000000001,20.564,23.646999999999998,32.417000000000002,27.873000000000001,32.273000000000003,36.677,2.4723999999999999,2.1152000000000002,2.4445000000000001,2.8494000000000002,0.19108,0.16422999999999999,0.19003,0.21639,16132,13891,16061,18332,4.4571E-2,3.8529000000000001E-2,4.4329E-2,5.0737999999999998E-2,921.25,771.89,912.88,1083.3,0.21212,0.18229000000000001,0.21078,0.2417,0.36127999999999999,0.31075999999999998,0.35797000000000001,0.41375000000000001,3.2894999999999999,2.83,3.2747999999999999,3.7223999999999999,53.784999999999997,46.606999999999999,53.454999999999998,61.134,39.042000000000002,23.774999999999999,39.189,53.707000000000001,3631.1,3119.5,3611.6,4116.3,3535.6,3051.1,3524.1,4004.6,18.792000000000002,15.194000000000001,18.114000000000001,22.574000000000002,1376.2,1191.3,1366.4,1560.7,2.4657,2.1173999999999999,2.4537,2.7942999999999998,0.20022999999999999,0.17194999999999999,0.19822000000000001,0.22928999999999999,4.1681999999999997,3.5874999999999999,4.1368,4.7201000000000004,0.27717000000000003,0.2402,0.27655999999999997,0.31806000000000001,18960,16361,18947,21606,4.1215000000000002E-2,3.5512000000000002E-2,4.0710000000000003E-2,4.6937E-2,0.57406999999999997,0.46782000000000001,0.57260999999999995,0.68435999999999997,2.7061000000000002,2.3466,2.6928999999999998,3.0760000000000001]
[124,5.9608000000000001E-2,5.2234000000000003E-2,5.9186999999999997E-2,6.7371E-2,6.2180999999999997,4.7586000000000004,6.1185,7.8650000000000002,40837,35826,40452,46199,20.738,17.763999999999999,20.585999999999999,23.7,32.609000000000002,28.312999999999999,32.325000000000003,37.075000000000003,2.4864000000000002,2.1318000000000001,2.4601000000000002,2.8500999999999999,0.19228000000000001,0.16697000000000001,0.19070000000000001,0.21912999999999999,16229,14108,16139,18493,4.4749999999999998E-2,3.9052000000000003E-2,4.4490000000000002E-2,5.0540000000000002E-2,919.34,768.97,909.38,1080.4000000000001,0.21246000000000001,0.18551999999999999,0.21154999999999999,0.24124000000000001,0.36237999999999998,0.30918000000000001,0.36008000000000001,0.41599999999999998,3.3109999999999999,2.8660000000000001,3.2793999999999999,3.7694999999999999,54.110999999999997,47.198,53.722000000000001,61.408000000000001,39.055,23.774999999999999,39.189,53.643000000000001,3655.3,3172.9,3628.1,4174.5,3553.5,3096,3526.7,4022.6,18.797000000000001,15.157,18.140999999999998,21.968,1381.2,1205.5999999999999,1373.7,1559.1,2.4820000000000002,2.1513,2.4579,2.8340000000000001,0.20072999999999999,0.17241999999999999,0.19916,0.22936999999999999,4.1961000000000004,3.6358000000000001,4.1540999999999997,4.7873000000000001,0.27789000000000003,0.24118000000000001,0.27583999999999997,0.31669999999999998,19086,16603,18917,21807,4.1158E-2,3.5721999999999997E-2,4.0884999999999998E-2,4.6885000000000003E-2,0.56776000000000004,0.46153,0.56177999999999995,0.67203000000000002,2.7054,2.335,2.6876000000000002,3.0554000000000001]
[124.75,6.0053000000000002E-2,5.2346999999999998E-2,5.9685000000000002E-2,6.8274000000000001E-2,6.2180999999999997,4.7586000000000004,6.1185,7.8650000000000002,40940,36040,40551,45935,20.762,17.693999999999999,20.64,23.879000000000001,32.689,28.478999999999999,32.436999999999998,37.456000000000003,2.4942000000000002,2.1366999999999998,2.4872000000000001,2.8942999999999999,0.19263,0.16772000000000001,0.19070000000000001,0.22015000000000001,16265,14177,16095,18526,4.5016E-2,3.9387999999999999E-2,4.4852000000000003E-2,5.1049999999999998E-2,937.77,774.25,921.73,1108.4000000000001,0.21440999999999999,0.18548000000000001,0.21315000000000001,0.24204000000000001,0.36546000000000001,0.31415999999999999,0.36181999999999997,0.42469000000000001,3.3161,2.8746,3.2921,3.7951999999999999,54.356999999999999,47.401000000000003,53.912999999999997,62.131999999999998,39.049999999999997,23.774999999999999,39.180999999999997,53.707000000000001,3660.1,3184.1,3624.7,4190.6000000000004,3567.4,3111.4,3538.7,4056.9,19.344000000000001,15.355,18.286000000000001,22.663,1389.4,1210.7,1380.1,1578.9,2.4853999999999998,2.1572,2.4651999999999998,2.8498999999999999,0.20154,0.17479,0.20038,0.23174,4.2012999999999998,3.6492,4.1666999999999996,4.8079000000000001,0.27993000000000001,0.24302000000000001,0.27981,0.31798999999999999,19112,16680,19016,21743,4.1708000000000002E-2,3.5913E-2,4.1487999999999997E-2,4.7862000000000002E-2,0.58414999999999995,0.48070000000000002,0.57186000000000003,0.71136999999999995,2.734,2.3666999999999998,2.7073999999999998,3.1107999999999998]
[125.25,6.0503000000000001E-2,5.2788000000000002E-2,6.0426000000000001E-2,6.8540000000000004E-2,6.2180999999999997,4.7586000000000004,6.1185,7.8650000000000002,41573,36781,41232,46478,21.178999999999998,18.206,21.135000000000002,24.321000000000002,33.262999999999998,29.06,32.942999999999998,37.83,2.5341,2.1789999999999998,2.5314000000000001,2.9195000000000002,0.19625999999999999,0.17136999999999999,0.1948,0.22314999999999999,16560,14479,16412,18747,4.5525000000000003E-2,3.9836000000000003E-2,4.5317999999999997E-2,5.1548999999999998E-2,926.08,768.27,912.45,1097,0.21512999999999999,0.18681,0.21423,0.24246999999999999,0.36695,0.31705,0.36307,0.42432999999999998,3.3801999999999999,2.9472,3.3557000000000001,3.8386,55.003999999999998,48.14,54.677,62.618000000000002,39.057000000000002,23.774999999999999,39.189,53.707000000000001,3733.1,3260.6,3703.9,4234.8,3620.2,3167.3,3597,4107.7,19.462,15.558,18.449000000000002,22.753,1403.8,1231.5999999999999,1398,1591.8,2.5346000000000002,2.2115999999999998,2.5196000000000001,2.8868999999999998,0.20397999999999999,0.17757000000000001,0.20301,0.23330000000000001,4.2857000000000003,3.7402000000000002,4.2591000000000001,4.8779000000000003,0.28197,0.24545,0.28116999999999998,0.31908999999999998,19484,17039,19358,22017,4.1501999999999997E-2,3.5779999999999999E-2,4.1297E-2,4.7648999999999997E-2,0.56376999999999999,0.46849000000000002,0.55188999999999999,0.68979000000000001,2.7361,2.3717999999999999,2.7166999999999999,3.1072000000000002]
[125.667,6.0607000000000001E-2,5.3039999999999997E-2,6.0000999999999999E-2,6.8488999999999994E-2,6.2180999999999997,4.7586000000000004,6.1185,7.8650000000000002,41272,36490,41082,46212,20.954000000000001,18.012,20.943999999999999,23.997,32.991,28.588000000000001,32.881,37.78,2.5181,2.1558999999999999,2.5087999999999999,2.8852000000000002,0.19441,0.16864000000000001,0.19391,0.22187999999999999,16417,14245,16339,18708,4.5422999999999998E-2,3.9737000000000001E-2,4.5166999999999999E-2,5.142E-2,945.14,789,926.92,1145.5999999999999,0.21634999999999999,0.18731,0.21511,0.24534,0.36814999999999998,0.31866,0.36509000000000003,0.42548000000000002,3.3464999999999998,2.8917999999999999,3.3420000000000001,3.8193000000000001,54.804000000000002,47.427,54.304000000000002,62.597000000000001,39.055,23.774999999999999,39.189,53.707000000000001,3694.1,3199,3683.9,4220.3999999999996,3600,3137.5,3580.7,4090.2,19.491,15.489000000000001,18.414000000000001,23.097000000000001,1402.2,1221.7,1392.6,1584,2.5083000000000002,2.1698,2.5028000000000001,2.8645,0.20349,0.17616999999999999,0.20213999999999999,0.23252999999999999,4.2401,3.6631,4.2283999999999997,4.8452000000000002,0.28244999999999998,0.24529000000000001,0.28184999999999999,0.32174000000000003,19288,16692,19228,21868,4.2125000000000003E-2,3.6091999999999999E-2,4.1766999999999999E-2,4.8579999999999998E-2,0.58948999999999996,0.48076000000000002,0.58182999999999996,0.71514999999999995,2.7578,2.3862999999999999,2.7481,3.1391]
[126.417,6.1462999999999997E-2,5.3822000000000002E-2,6.1006999999999999E-2,6.9438E-2,6.2180999999999997,4.7586000000000004,6.1185,7.8650000000000002,41886,37113,41721,47022,21.273,18.222999999999999,21.260999999999999,24.422999999999998,33.482999999999997,29.300999999999998,33.293999999999997,38.112000000000002,2.5543,2.1850000000000001,2.5529999999999999,2.9255,0.19733000000000001,0.17230999999999999,0.19622000000000001,0.22367999999999999,16662,14516,16584,18847,4.6080000000000003E-2,4.0511999999999999E-2,4.5815000000000002E-2,5.2130000000000003E-2,955.76,793.85,939.3,1140,0.21937999999999999,0.19136,0.21675,0.25015999999999999,0.37309999999999999,0.32528000000000001,0.36682999999999999,0.43314999999999998,3.3969999999999998,2.9601000000000002,3.3746,3.8714,55.582999999999998,48.62,55.149000000000001,63.088999999999999,39.064,23.774999999999999,39.189,53.707000000000001,3749.8,3263.7,3726.1,4240.5,3653.1,3207.7,3635.2,4138.3,19.738,15.708,18.640999999999998,23.42,1422.3,1246.7,1414.9,1607.4,2.5461999999999998,2.2153,2.5308999999999999,2.8908,0.20668,0.17910999999999999,0.20508000000000001,0.23641999999999999,4.3042999999999996,3.7418999999999998,4.2752999999999997,4.8948,0.28623999999999999,0.24858,0.28449999999999998,0.32227,19571,17010,19397,22134,4.2659999999999997E-2,3.6672000000000003E-2,4.2237999999999998E-2,4.9211999999999999E-2,0.59579000000000004,0.48358000000000001,0.58482000000000001,0.72197999999999996,2.7928999999999999,2.4304999999999999,2.7669999999999999,3.1629999999999998]
[127.667,6.0817000000000003E-2,5.3508E-2,6.0243999999999999E-2,6.8811999999999998E-2,6.2180999999999997,4.7586000000000004,6.1185,7.8650000000000002,41407,36471,41068,46569,20.995000000000001,17.797000000000001,20.759,24.216999999999999,33.061,28.805,32.799999999999997,37.380000000000003,2.5232999999999999,2.1568000000000001,2.5063,2.8895,0.19478999999999999,0.17018,0.19347,0.21956999999999999,16448,14373,16353,18543,4.5547999999999998E-2,3.9848000000000001E-2,4.5066000000000002E-2,5.1727000000000002E-2,948.6,794.61,933.89,1129,0.21712999999999999,0.18911,0.21534,0.24640999999999999,0.36860999999999999,0.318,0.36445,0.42415999999999998,3.3530000000000002,2.9142000000000001,3.3321999999999998,3.8142999999999998,54.976999999999997,48.048999999999999,54.314999999999998,62.679000000000002,39.06,23.774999999999999,39.189,53.707000000000001,3700.5,3230.6,3677.1,4172.3999999999996,3608.7,3148.6,3573.8,4066.9,19.542000000000002,15.648,18.442,23.635000000000002,1406.5,1233.9000000000001,1391.6,1593.3,2.5127999999999999,2.1932999999999998,2.4935,2.8329,0.20422000000000001,0.17571000000000001,0.20238,0.23224,4.2476000000000003,3.7014,4.2211999999999996,4.798,0.28360999999999997,0.24660000000000001,0.28226000000000001,0.32205,19310,16853,19155,21756,4.2313000000000003E-2,3.6233000000000001E-2,4.2042999999999997E-2,4.8482999999999998E-2,0.59504000000000001,0.4834,0.58835000000000004,0.71338000000000001,2.7690000000000001,2.4001999999999999,2.7425999999999999,3.1739999999999999]
[128,6.0094000000000002E-2,5.2574999999999997E-2,5.9521999999999999E-2,6.8145999999999998E-2,6.2180999999999997,4.7586000000000004,6.1185,7.8650000000000002,41073,36196,40735,46459,20.858000000000001,17.684000000000001,20.619,24.14,32.808999999999997,28.661000000000001,32.545999999999999,37.095999999999997,2.5026999999999999,2.1480000000000001,2.4857,2.8864000000000001,0.19341,0.16874,0.19214000000000001,0.21947,16326,14225,16220,18544,4.5080000000000002E-2,3.9448999999999998E-2,4.4623999999999997E-2,5.1062999999999997E-2,929.15,776.24,915.34,1104.0999999999999,0.21415999999999999,0.18604999999999999,0.21285000000000001,0.24328,0.36409999999999998,0.31180999999999998,0.36029,0.41891,3.3298999999999999,2.9081000000000001,3.3170999999999999,3.7816000000000001,54.433,47.543999999999997,53.709000000000003,61.921999999999997,39.061,23.774999999999999,39.189,53.707000000000001,3676.1,3206.8,3654.5,4190.3999999999996,3577.2,3124.9,3553.6,4047.9,19.279,15.414,18.263999999999999,23.181999999999999,1391.5,1214.9000000000001,1377.9,1579.4,2.4961000000000002,2.1757,2.4777999999999998,2.8359999999999999,0.20216999999999999,0.17496999999999999,0.20049,0.23107,4.2198000000000002,3.6756000000000002,4.1917,4.7986000000000004,0.28023999999999999,0.24171000000000001,0.27933999999999998,0.32007999999999998,19177,16728,19004,21790,4.1581E-2,3.5764999999999998E-2,4.1293000000000003E-2,4.7622999999999999E-2,0.57735999999999998,0.47116999999999998,0.56988000000000005,0.69567999999999997,2.7294,2.3618999999999999,2.7019000000000002,3.1534]
[128.417,6.1663000000000003E-2,5.4491999999999999E-2,6.1046000000000003E-2,6.9452E-2,6.2180999999999997,4.7586000000000004,6.1185,7.8650000000000002,42024,37393,41485,47105,21.318999999999999,18.094000000000001,21.125,24.576000000000001,33.56,29.605,33.284999999999997,37.987000000000002,2.5606,2.2069999999999999,2.5392999999999999,2.9443999999999999,0.19775999999999999,0.17466000000000001,0.19591,0.22361,16697,14753,16556,18868,4.6200999999999999E-2,4.0806000000000002E-2,4.5670000000000002E-2,5.2121000000000001E-2,960.74,798.29,945.21,1133.5,0.22005,0.19170000000000001,0.21872,0.24881,0.37362000000000001,0.32311000000000001,0.37035000000000001,0.4294,3.4043000000000001,2.9931999999999999,3.3780999999999999,3.8664999999999998,55.771999999999998,49.033999999999999,55.148000000000003,63.298000000000002,39.064,23.774999999999999,39.189,53.707000000000001,3757.6,3315.8,3723.2,4252.1000000000004,3661.9,3230.1,3626.1,4138,19.766999999999999,15.912000000000001,18.587,24.013999999999999,1426.5,1260.5999999999999,1411.5,1606.3,2.5514999999999999,2.2488999999999999,2.5283000000000002,2.8875999999999999,0.20707,0.18028,0.20560999999999999,0.23488000000000001,4.3131000000000004,3.7970000000000002,4.2775999999999996,4.8925999999999998,0.28738999999999998,0.25183,0.28571999999999997,0.32535999999999998,19608,17317,19423,22188,4.2863999999999999E-2,3.6949999999999997E-2,4.2514999999999997E-2,4.9383999999999997E-2,0.60031999999999996,0.48812,0.59218000000000004,0.71318999999999999,2.8052000000000001,2.4390999999999998,2.7820999999999998,3.2035999999999998]
[129.583,6.1062999999999999E-2,5.3539000000000003E-2,6.0727000000000003E-2,6.8319000000000005E-2,6.2180999999999997,4.7586000000000004,6.1185,7.8650000000000002,41571,36918,41134,46097,21.068000000000001,18.039000000000001,20.997,23.821999999999999,33.183,29.302,32.933999999999997,37.317999999999998,2.5329999999999999,2.1711,2.5143,2.9007999999999998,0.19550999999999999,0.17258999999999999,0.19408,0.21972,16508,14533,16389,18612,4.5723E-2,4.0462999999999999E-2,4.5499999999999999E-2,5.1336E-2,955.46,810.39,943.29,1126,0.21842,0.19103999999999999,0.21709000000000001,0.24632000000000001,0.37073,0.32235999999999998,0.36721999999999999,0.42393999999999998,3.3647999999999998,2.9666000000000001,3.3321999999999998,3.7726999999999999,55.164000000000001,48.241,54.898000000000003,62.402000000000001,39.061999999999998,23.774999999999999,39.189,53.707000000000001,3714,3263.9,3688.7,4180.1000000000004,3621.9,3200.6,3609.6,4067.9,19.440999999999999,15.598000000000001,18.510000000000002,23.34,1412.1,1245.5999999999999,1406,1580.7,2.5219999999999998,2.2208000000000001,2.5024999999999999,2.8346,0.20483999999999999,0.1789,0.20286000000000001,0.23275000000000001,4.2630999999999997,3.7532000000000001,4.2313000000000001,4.7839999999999998,0.28448000000000001,0.25061,0.28208,0.32163999999999998,19385,17078,19290,21893,4.2492000000000002E-2,3.6970999999999997E-2,4.1923000000000002E-2,4.8298000000000001E-2,0.59821000000000002,0.48929,0.58821999999999997,0.71342000000000005,2.7768000000000002,2.4323000000000001,2.7528000000000001,3.1635]
[130.333,6.1469999999999997E-2,5.4455999999999997E-2,6.1200999999999998E-2,6.8616999999999997E-2,6.2180999999999997,4.7586000000000004,6.1185,7.8650000000000002,42080,37382,41820,46908,21.390999999999998,18.526,21.375,24.254000000000001,33.634999999999998,29.733000000000001,33.517000000000003,37.551000000000002,2.5646,2.2218,2.5585,2.9295,0.19833999999999999,0.1757,0.19725999999999999,0.22186,16739,14781,16653,18720,4.614E-2,4.0849999999999997E-2,4.5818999999999999E-2,5.1651000000000002E-2,948.72,809.48,931.62,1112.0999999999999,0.21926000000000001,0.19234000000000001,0.21784000000000001,0.24684,0.37230999999999997,0.32695999999999997,0.36758000000000002,0.42492999999999997,3.4146999999999998,3.0215000000000001,3.39,3.8138999999999998,55.719000000000001,49.219000000000001,55.359000000000002,62.686,39.058,23.774999999999999,39.189,53.707000000000001,3770.7,3330.4,3746.5,4226.8999999999996,3664.2,3252,3653.4,4084,19.507999999999999,15.726000000000001,18.716999999999999,23.61,1424.2,1264.5,1416.3,1591.2,2.5602,2.2612000000000001,2.5444,2.8668999999999998,0.20669000000000001,0.18193999999999999,0.20516999999999999,0.23258999999999999,4.3285,3.8229000000000002,4.2995999999999999,4.8480999999999996,0.28615000000000002,0.25195000000000001,0.28462999999999999,0.32368999999999998,19673,17387,19557,22021,4.2417999999999997E-2,3.7197000000000001E-2,4.2000999999999997E-2,4.8126000000000002E-2,0.58487,0.47704999999999997,0.57708000000000004,0.70765999999999996,2.7866,2.4445000000000001,2.7673999999999999,3.1526000000000001]
[130.833,6.0016E-2,5.2720999999999997E-2,5.9727000000000002E-2,6.7482E-2,6.2180999999999997,4.7586000000000004,6.1185,7.8650000000000002,40941,36117,40948,45674,20.774999999999999,17.957000000000001,20.704000000000001,23.867999999999999,32.695999999999998,28.687999999999999,32.558,36.737000000000002,2.4948000000000001,2.1402000000000001,2.4883000000000002,2.8611,0.19270000000000001,0.16893,0.19186,0.217,16266,14271,16210,18236,4.4967E-2,3.9486E-2,4.4847999999999999E-2,5.0519000000000001E-2,933.59,788.57,924.07,1097.7,0.21453,0.18762999999999999,0.21318999999999999,0.24231,0.36381999999999998,0.31473000000000001,0.36060999999999999,0.41811999999999999,3.3172999999999999,2.9014000000000002,3.3073000000000001,3.7360000000000002,54.347999999999999,47.704999999999998,54.027000000000001,61.432000000000002,39.039000000000001,23.774999999999999,39.189,53.707000000000001,3661.5,3212.1,3641.6,4113.2,3565.9,3131.6,3555.8,4005.4,18.923999999999999,15.079000000000001,18.257999999999999,22.945,1388.9,1219.5999999999999,1386.5,1557,2.4863,2.1764999999999999,2.4742999999999999,2.7938999999999998,0.20135,0.17457,0.20053000000000001,0.22813,4.2030000000000003,3.6819999999999999,4.1821999999999999,4.7306999999999997,0.27923999999999999,0.24368000000000001,0.27727000000000002,0.31828000000000001,19111,16719,19036,21401,4.1653999999999997E-2,3.6118999999999998E-2,4.1321999999999998E-2,4.7694E-2,0.58189999999999997,0.47106999999999999,0.57035999999999998,0.70325000000000004,2.7259000000000002,2.3778000000000001,2.7088999999999999,3.0870000000000002]
[131.25,6.0617999999999998E-2,5.3651999999999998E-2,6.0417999999999999E-2,6.7889000000000005E-2,6.2180999999999997,4.7586000000000004,6.1185,7.8650000000000002,41653,37090,41674,46144,21.218,18.425999999999998,21.183,24.344000000000001,33.317999999999998,29.376999999999999,33.124000000000002,37.215000000000003,2.5386000000000002,2.1873,2.5301999999999998,2.8923000000000001,0.19658,0.17326,0.19550999999999999,0.21995999999999999,16584,14618,16503,18516,4.5574999999999997E-2,4.0323999999999999E-2,4.5441000000000002E-2,5.1233000000000001E-2,926.37,784.28,917.21,1080.9000000000001,0.21584999999999999,0.18973999999999999,0.21490999999999999,0.24338000000000001,0.36659000000000003,0.31895000000000001,0.36332999999999999,0.41904999999999998,3.3856999999999999,2.9803999999999999,3.3719000000000001,3.8014000000000001,55.128999999999998,48.627000000000002,54.841999999999999,61.976999999999997,39.048999999999999,23.774999999999999,39.189,53.656999999999996,3738.9,3298.9,3718.3,4176.3,3625,3198.3,3614,4050.1,19.094999999999999,15.295,18.428999999999998,22.949000000000002,1406.3,1241.9000000000001,1403.7,1572.2,2.5386000000000002,2.2338,2.5270000000000001,2.84,0.20416999999999999,0.17799000000000001,0.20358999999999999,0.23022000000000001,4.2923999999999998,3.7789999999999999,4.2706999999999997,4.8005000000000004,0.28205000000000002,0.24651000000000001,0.27994999999999998,0.32034000000000001,19507,17183,19387,21843,4.1599999999999998E-2,3.6201999999999998E-2,4.1172E-2,4.7497999999999999E-2,0.56559999999999999,0.45679999999999998,0.55522000000000005,0.68413000000000002,2.7378,2.3913000000000002,2.7229999999999999,3.0968]
[132.333,6.1455000000000003E-2,5.4115999999999997E-2,6.1263999999999999E-2,6.9235000000000005E-2,6.2180999999999997,4.7586000000000004,6.1185,7.8650000000000002,42053,37558,41812,46760,21.401,18.574999999999999,21.41,24.408000000000001,33.645000000000003,29.722000000000001,33.374000000000002,37.878,2.5644,2.2334000000000001,2.5522,2.9308999999999998,0.19841,0.17577000000000001,0.19681999999999999,0.22309999999999999,16745,14847,16611,18797,4.6129000000000003E-2,4.0946999999999997E-2,4.5853999999999999E-2,5.1746E-2,946.17,799.46,940.13,1095.9000000000001,0.21911,0.19256999999999999,0.21864,0.24742,0.37193999999999999,0.32551000000000002,0.37042999999999998,0.42337000000000002,3.4161999999999999,3.0122,3.3980000000000001,3.8601000000000001,55.796999999999997,49.39,55.234000000000002,63.228999999999999,39.061999999999998,23.774999999999999,39.189,53.707000000000001,3772.1,3329.6,3739.9,4237.2,3664.7,3240.5,3641,4126.7,19.256,15.648,18.632000000000001,23.047000000000001,1424.2,1258.4000000000001,1417.7,1603.5,2.5611999999999999,2.2593000000000001,2.5386000000000002,2.8801000000000001,0.2064,0.18218000000000001,0.20549999999999999,0.23308999999999999,4.3301999999999996,3.8172000000000001,4.2911000000000001,4.8737000000000004,0.28614000000000001,0.25001000000000001,0.28445999999999999,0.32357000000000002,19691,17442,19629,22118,4.2405999999999999E-2,3.6753000000000001E-2,4.2134999999999999E-2,4.8247999999999999E-2,0.58345999999999998,0.47313,0.57711999999999997,0.70623999999999998,2.7847,2.4295,2.7724000000000002,3.1554000000000002]
[132.833,6.0312999999999999E-2,5.2971999999999998E-2,6.0060000000000002E-2,6.8252999999999994E-2,6.2180999999999997,4.7586000000000004,6.1185,7.8650000000000002,41154,36326,40936,46464,20.882000000000001,18.186,20.765999999999998,23.838999999999999,32.869,28.911999999999999,32.646000000000001,37.198,2.5070000000000001,2.1743000000000001,2.4889999999999999,2.8717000000000001,0.19373000000000001,0.17018,0.19228999999999999,0.21915000000000001,16355,14371,16217,18451,4.5192999999999997E-2,3.9690999999999997E-2,4.4845999999999997E-2,5.1191E-2,938.35,780.33,928.02,1111.4000000000001,0.21543000000000001,0.18812999999999999,0.21493999999999999,0.24515999999999999,0.36568000000000001,0.31573000000000001,0.36442000000000002,0.41660000000000003,3.3344999999999998,2.923,3.3121,3.7757999999999998,54.652000000000001,48.161000000000001,54.143999999999998,61.847000000000001,39.048000000000002,23.774999999999999,39.189,53.643000000000001,3681.4,3236.2,3652.5,4158.8999999999996,3584.8,3159.9,3562.4,4041.4,18.861000000000001,15.135,18.135000000000002,22.73,1396,1226.9000000000001,1386.6,1576.9,2.4996999999999998,2.1972,2.4817999999999998,2.8290000000000002,0.20208999999999999,0.17615,0.20100999999999999,0.22972000000000001,4.2256,3.7115,4.1947999999999999,4.7820999999999998,0.28078999999999998,0.24565999999999999,0.27817999999999998,0.31755,19244,16800,19071,21859,4.1868000000000002E-2,3.5903999999999998E-2,4.1674999999999997E-2,4.8497999999999999E-2,0.58391000000000004,0.46325,0.57813000000000003,0.71306000000000003,2.7387999999999999,2.3791000000000002,2.7145999999999999,3.1402999999999999]
[133.583,6.1219999999999997E-2,5.4003000000000002E-2,6.1265E-2,6.8408999999999998E-2,6.2180999999999997,4.7586000000000004,6.1185,7.8650000000000002,41710,37316,41497,46676,21.152999999999999,18.52,21.071000000000002,24.064,33.308999999999997,29.43,33.25,37.433999999999997,2.5406,2.2254999999999998,2.5299999999999998,2.8965999999999998,0.19628000000000001,0.17316000000000001,0.19545999999999999,0.21990000000000001,16573,14653,16525,18585,4.5842000000000001E-2,4.0493000000000001E-2,4.5740999999999997E-2,5.1351000000000001E-2,955.68,798.69,942.58,1115.4000000000001,0.21878,0.19148999999999999,0.21892,0.24772,0.37091000000000002,0.32382,0.36973,0.4194,3.3780999999999999,2.9744000000000002,3.3673999999999999,3.7968000000000002,55.418999999999997,49.027999999999999,55.329000000000001,62.536000000000001,39.063000000000002,23.774999999999999,39.189,53.707000000000001,3729,3297.8,3723,4176.8,3634.2,3203.2,3622.1,4082.7,19.198,15.632,18.594000000000001,22.789000000000001,1416.4,1247.0999999999999,1412.9,1584.6,2.5322,2.2364999999999999,2.5276999999999998,2.8407,0.20487,0.17960999999999999,0.20368,0.23225999999999999,4.2804000000000002,3.7768999999999999,4.2698999999999998,4.7919,0.28520000000000001,0.24925,0.28391,0.31988,19490,17213,19366,21993,4.2573E-2,3.6805999999999998E-2,4.2436000000000001E-2,4.8418000000000003E-2,0.59679000000000004,0.48787000000000003,0.59162999999999999,0.71745000000000003,2.7826,2.4337,2.7641,3.1594000000000002]
[134,6.0408999999999997E-2,5.3103999999999998E-2,6.0474E-2,6.8340999999999999E-2,6.2180999999999997,4.7586000000000004,6.1185,7.8650000000000002,41336,36512,41047,46226,21.012,18.276,21.004000000000001,24.061,33.040999999999997,28.977,33.036999999999999,37.176000000000002,2.5184000000000002,2.1810999999999998,2.5043000000000002,2.8805000000000001,0.19483,0.17077999999999999,0.19470999999999999,0.21887000000000001,16445,14426,16401,18439,4.5328E-2,3.9815999999999997E-2,4.5358999999999997E-2,5.1251999999999999E-2,933.68,779.3,923.5,1096.9000000000001,0.21537000000000001,0.18694,0.21496999999999999,0.24302000000000001,0.36557000000000001,0.31747999999999998,0.36334,0.41620000000000001,3.3540999999999999,2.9407000000000001,3.3456000000000001,3.7631999999999999,54.819000000000003,48.061999999999998,54.808999999999997,61.914000000000001,39.049999999999997,23.774999999999999,39.189,53.707000000000001,3703.6,3249.6,3697.2,4159.6000000000004,3599.6,3178.9,3593.5,4063.2,18.966999999999999,15.285,18.344999999999999,22.475000000000001,1399.7,1233.0999999999999,1397.1,1580.7,2.5148000000000001,2.2079,2.5114000000000001,2.8264,0.2026,0.17746000000000001,0.20172999999999999,0.23122000000000001,4.2515999999999998,3.7277,4.2416,4.7702,0.28137000000000001,0.24529000000000001,0.28098000000000001,0.31791999999999998,19350,16951,19305,21881,4.1718999999999999E-2,3.5985999999999997E-2,4.1818000000000001E-2,4.7676000000000003E-2,0.57582,0.46677999999999997,0.56676000000000004,0.69267000000000001,2.7366999999999999,2.3858999999999999,2.7101000000000002,3.1063999999999998]
[135.167,6.0477999999999997E-2,5.3532000000000003E-2,6.0350000000000001E-2,6.8006999999999998E-2,6.2180999999999997,4.7586000000000004,6.1185,7.8650000000000002,41481,36893,41313,46167,21.13,18.463000000000001,21.030999999999999,23.925999999999998,33.201000000000001,29.373000000000001,32.984999999999999,37.186,2.5289999999999999,2.2025999999999999,2.5175999999999998,2.8832,0.19586000000000001,0.17319000000000001,0.19445000000000001,0.21981000000000001,16526,14596,16440,18537,4.5447000000000001E-2,4.0243000000000001E-2,4.5282000000000003E-2,5.0910999999999998E-2,926.9,782.2,921.51,1075.4000000000001,0.21529999999999999,0.18953,0.21457000000000001,0.24257999999999999,0.36549999999999999,0.32068999999999998,0.36259000000000002,0.41444999999999999,3.3721000000000001,2.9807999999999999,3.3489,3.7747000000000002,54.927,48.526000000000003,54.598999999999997,61.901000000000003,39.039000000000001,23.774999999999999,39.189,53.643000000000001,3724.9,3291.1,3695.8,4180.5,3613.1,3197.2,3596.9,4060.1,18.925999999999998,15.582000000000001,18.337,22.581,1402.7,1241.2,1394.9,1577.7,2.5289999999999999,2.2339000000000002,2.5097,2.8367,0.20305999999999999,0.17988000000000001,0.20122000000000001,0.2276,4.2760999999999996,3.7763,4.2389000000000001,4.8056000000000001,0.28162999999999999,0.24917,0.27922999999999998,0.31814999999999999,19457,17156,19344,21845,4.1549000000000003E-2,3.6126999999999999E-2,4.1230999999999997E-2,4.6987000000000001E-2,0.56716,0.46145999999999998,0.56266000000000005,0.67574000000000001,2.7357,2.3967999999999998,2.7161,3.1309]
[135.5,6.1246000000000002E-2,5.4600000000000003E-2,6.1052000000000002E-2,6.8495E-2,6.2180999999999997,4.7586000000000004,6.1185,7.8650000000000002,41652,37375,41549,45831,21.14,18.533000000000001,21.033999999999999,23.946999999999999,33.299999999999997,29.745000000000001,33.204999999999998,37.697000000000003,2.5400999999999998,2.2124999999999999,2.5238999999999998,2.8818999999999999,0.19621,0.1754,0.19563,0.22147,16567,14810,16545,18641,4.5853999999999999E-2,4.1014000000000002E-2,4.5740999999999997E-2,5.1288E-2,956.11,802.55,947.16,1121.5999999999999,0.21889,0.19395999999999999,0.21779000000000001,0.24546000000000001,0.37147999999999998,0.32802999999999999,0.36937999999999999,0.41807,3.3765999999999998,3.0144000000000002,3.3603999999999998,3.8163,55.359000000000002,49.11,55.244,61.968000000000004,39.063000000000002,23.774999999999999,39.189,53.707000000000001,3727.7,3330.2,3712.2,4201.1000000000004,3633.3,3248.6,3625.1,4094.4,19.114000000000001,15.726000000000001,18.565000000000001,22.978000000000002,1416.6,1261.3,1411.5,1588.5,2.5312000000000001,2.2652000000000001,2.5202,2.8586,0.20474000000000001,0.18235000000000001,0.20357,0.22969000000000001,4.2786999999999997,3.8218999999999999,4.2606000000000002,4.8348000000000004,0.28555000000000003,0.25397999999999998,0.28438999999999998,0.31914999999999999,19481,17333,19401,21801,4.2601E-2,3.7365000000000002E-2,4.2324000000000001E-2,4.8243000000000001E-2,0.59857000000000005,0.49225999999999998,0.59153,0.72367000000000004,2.7909999999999999,2.4464000000000001,2.7593999999999999,3.1726999999999999]
[136.75,6.0622000000000002E-2,5.3374999999999999E-2,6.0678000000000003E-2,6.8182000000000006E-2,6.2180999999999997,4.7586000000000004,6.1185,7.8650000000000002,41244,36652,41057,45781,20.937999999999999,18.391999999999999,20.73,23.914999999999999,32.976999999999997,29.082999999999998,32.823999999999998,37.194000000000003,2.5158,2.1842000000000001,2.4977,2.8635999999999999,0.19431999999999999,0.17152000000000001,0.19325000000000001,0.21798000000000001,16407,14470,16327,18361,4.5399000000000002E-2,4.0053999999999999E-2,4.5345999999999997E-2,5.0805000000000003E-2,946.74,786.65,932.27,1110.4000000000001,0.21661,0.18909999999999999,0.21654999999999999,0.24426999999999999,0.36732999999999999,0.31974000000000002,0.36355999999999999,0.42057,3.3443000000000001,2.9609999999999999,3.3191999999999999,3.7625999999999999,54.838000000000001,48.131,54.83,61.466999999999999,39.042000000000002,23.774999999999999,39.189,53.707000000000001,3692,3258.1,3673.2,4140.3999999999996,3597.9,3175.5,3587.2,4047.9,19.001000000000001,15.664,18.286000000000001,22.565999999999999,1402.4,1238.5,1399.8,1576.4,2.5068999999999999,2.2080000000000002,2.4943,2.8184,0.20294999999999999,0.17756,0.20158000000000001,0.23050000000000001,4.2377000000000002,3.7383000000000002,4.2135999999999996,4.7667000000000002,0.28256999999999999,0.24662000000000001,0.28131,0.31931999999999999,19310,16968,19307,21872,4.2176999999999999E-2,3.6207000000000003E-2,4.2063000000000003E-2,4.802E-2,0.59126000000000001,0.47452,0.58416000000000001,0.71445999999999998,2.7608000000000001,2.3936000000000002,2.7505000000000002,3.1347]
[136.833,6.0468000000000001E-2,5.3131999999999999E-2,6.0483000000000002E-2,6.8102999999999997E-2,6.2180999999999997,4.7586000000000004,6.1185,7.8650000000000002,41167,36528,40953,45844,20.902000000000001,18.291,20.678000000000001,23.898,32.915999999999997,29.048999999999999,32.707999999999998,37.125,2.5110000000000001,2.1724000000000001,2.4956,2.8643000000000001,0.19398000000000001,0.1711,0.19297,0.21776000000000001,16377,14427,16282,18411,4.5294000000000001E-2,3.9974000000000003E-2,4.5033999999999998E-2,5.0881999999999997E-2,943.06,779.83,929.21,1102.8,0.21597,0.18873999999999999,0.21593999999999999,0.24387,0.36632999999999999,0.31775999999999999,0.36276000000000003,0.41911999999999999,3.3384,2.9514,3.3130000000000002,3.7429999999999999,54.710999999999999,47.901000000000003,54.716000000000001,61.661000000000001,39.048000000000002,23.774999999999999,39.189,53.707000000000001,3685.6,3250,3660.5,4136.5,3590.5,3163.4,3574.2,4052.3,18.940000000000001,15.553000000000001,18.222000000000001,22.5,1399.1,1234,1392.2,1577.9,2.5026000000000002,2.2019000000000002,2.4876999999999998,2.8108,0.20258000000000001,0.17765,0.20125000000000001,0.23008000000000001,4.2305000000000001,3.7259000000000002,4.1976000000000004,4.7603,0.28181,0.24521999999999999,0.28039999999999998,0.31846999999999998,19276,16922,19223,21848,4.2036999999999998E-2,3.5949000000000002E-2,4.1857999999999999E-2,4.7917000000000001E-2,0.58808000000000005,0.46994000000000002,0.58245999999999998,0.71148999999999996,2.7526000000000002,2.3752,2.7421000000000002,3.1347999999999998]
[137.917,6.0340999999999999E-2,5.3009000000000001E-2,5.9996000000000001E-2,6.8023E-2,6.2180999999999997,4.7586000000000004,6.1185,7.8650000000000002,41079,36407,40877,45674,20.885999999999999,18.402000000000001,20.677,23.899000000000001,32.878999999999998,29.082000000000001,32.558,36.993000000000002,2.5078,2.1753,2.4887000000000001,2.8708,0.19378999999999999,0.17129,0.19245000000000001,0.21834000000000001,16359,14438,16255,18386,4.5215999999999999E-2,3.9857999999999998E-2,4.4878000000000001E-2,5.0928000000000001E-2,938.62,783.76,930.1,1103.5,0.21537999999999999,0.18745999999999999,0.21501000000000001,0.24314,0.36477999999999999,0.31784000000000001,0.36209000000000002,0.41583999999999999,3.3359000000000001,2.9581,3.3056000000000001,3.7618,54.554000000000002,47.914000000000001,54.377000000000002,61.072000000000003,39.033999999999999,23.774999999999999,39.180999999999997,53.643000000000001,3682.4,3254.8,3658.6,4153.2,3585.3,3164.2,3544.3,4023.9,18.899000000000001,15.411,18.12,22.693999999999999,1396.5,1233.5,1384.9,1572.6,2.5004,2.2147000000000001,2.4813999999999998,2.8189000000000002,0.20207,0.1782,0.20047000000000001,0.22983999999999999,4.2268999999999997,3.7378999999999998,4.1921999999999997,4.7584999999999997,0.28100999999999998,0.24545,0.28070000000000001,0.31716,19261,16910,19168,21648,4.1902000000000002E-2,3.6041999999999998E-2,4.1775E-2,4.8149999999999998E-2,0.58445999999999998,0.46664,0.57635000000000003,0.70989999999999998,2.7454999999999998,2.3851,2.7357999999999998,3.1333000000000002]
[138.417,6.1773000000000002E-2,5.4787000000000002E-2,6.1600000000000002E-2,6.9380999999999998E-2,6.2180999999999997,4.7586000000000004,6.1185,7.8650000000000002,41990,37581,41889,46360,21.349,18.911000000000001,21.131,24.419,33.618000000000002,30.045000000000002,33.284999999999997,37.493000000000002,2.5636999999999999,2.2391000000000001,2.5537999999999998,2.9167000000000001,0.19811000000000001,0.1769,0.19661000000000001,0.22101999999999999,16726,14937,16598,18620,4.6266000000000002E-2,4.1263000000000001E-2,4.6030000000000001E-2,5.1647999999999999E-2,961.94,806.28,951.63,1128.2,0.22058,0.19378999999999999,0.21962000000000001,0.249,0.37314000000000003,0.32802999999999999,0.37067,0.42252000000000001,3.41,3.0647000000000002,3.3740999999999999,3.8056999999999999,55.793999999999997,49.575000000000003,55.414000000000001,61.88,39.064,23.774999999999999,39.189,53.707000000000001,3764,3371,3733.3,4197.7,3667.1,3268.3,3633.6,4082.8,19.465,15.723000000000001,18.460999999999999,23.227,1429.2,1272.0999999999999,1420.2,1595.9,2.5558000000000001,2.29,2.5329999999999999,2.8517999999999999,0.20676,0.18332999999999999,0.20558999999999999,0.23318,4.3205999999999998,3.8773,4.2785000000000002,4.8228999999999997,0.28769,0.25447999999999998,0.28595999999999999,0.32349,19689,17497,19555,21943,4.2944000000000003E-2,3.7164999999999997E-2,4.2849999999999999E-2,4.9106999999999998E-2,0.60143999999999997,0.48713000000000001,0.59618000000000004,0.72787999999999997,2.8144999999999998,2.4584000000000001,2.802,3.1991000000000001]
[139.083,6.0213999999999997E-2,5.3060000000000003E-2,5.9884E-2,6.7707000000000003E-2,6.2180999999999997,4.7586000000000004,6.1185,7.8650000000000002,41149,36611,41091,45669,20.969000000000001,18.359000000000002,20.7,23.838000000000001,32.968000000000004,29.23,32.71,37.048999999999999,2.512,2.2050999999999998,2.4933999999999998,2.8576000000000001,0.19442000000000001,0.17183999999999999,0.19286,0.21795999999999999,16409,14437,16308,18382,4.5205000000000002E-2,3.9938000000000001E-2,4.4927000000000002E-2,5.0671000000000001E-2,928.07,771.9,922.54,1078.0999999999999,0.21443000000000001,0.18645,0.21324000000000001,0.24453,0.36332999999999999,0.31474999999999997,0.36037999999999998,0.41621999999999998,3.3475999999999999,2.98,3.3098999999999998,3.7623000000000002,54.548999999999999,47.656999999999996,54.314,61.255000000000003,39.052999999999997,23.774999999999999,39.189,53.643000000000001,3696.4,3268.7,3666.5,4141.5,3590.3,3169.4,3562.2,4035.1,18.995999999999999,15.349,18.166,22.721,1395.5,1229.7,1388,1573.7,2.5097999999999998,2.2237,2.4901,2.8210999999999999,0.20208000000000001,0.17718999999999999,0.19996,0.22936999999999999,4.2432999999999996,3.7637999999999998,4.2035,4.7668999999999997,0.28022000000000002,0.24543999999999999,0.27873999999999999,0.31437999999999999,19326,16956,19207,21785,4.1529999999999997E-2,3.5626999999999999E-2,4.1251000000000003E-2,4.7620000000000003E-2,0.57143999999999995,0.45498,0.56489999999999996,0.69325999999999999,2.7322000000000002,2.3515999999999999,2.7103999999999999,3.1511999999999998]
[140,6.0174999999999999E-2,5.2325000000000003E-2,6.0107000000000001E-2,6.8252999999999994E-2,6.2180999999999997,4.7586000000000004,6.1185,7.8650000000000002,41060,36494,40830,46124,20.908000000000001,18.277000000000001,20.768999999999998,23.888000000000002,32.884999999999998,28.779,32.673999999999999,37.279000000000003,2.5061,2.1764999999999999,2.4796999999999998,2.8860000000000001,0.19388,0.1694,0.19244,0.21934999999999999,16367,14362,16230,18482,4.5161E-2,3.9543000000000002E-2,4.4915999999999998E-2,5.1189999999999999E-2,930.57,773.12,920.06,1095.4000000000001,0.21446000000000001,0.18532999999999999,0.21353,0.24331,0.36303999999999997,0.31424000000000002,0.35899999999999999,0.41663,3.3382000000000001,2.9296000000000002,3.3151999999999999,3.7711999999999999,54.462000000000003,47.540999999999997,54.250999999999998,61.771000000000001,39.06,23.774999999999999,39.189,53.707000000000001,3685.4,3225.5,3657.5,4183.6000000000004,3583.2,3138.1,3567.2,4045.8,18.952999999999999,15.291,18.134,22.998000000000001,1393.8,1216.7,1389.7,1579.9,2.5024000000000002,2.1903000000000001,2.4817999999999998,2.8304999999999998,0.20179,0.17504,0.20007,0.22896,4.2306999999999997,3.706,4.1946000000000003,4.7877999999999998,0.28005999999999998,0.24235000000000001,0.27995999999999999,0.31763999999999998,19262,16815,19119,21888,4.1640000000000003E-2,3.5408000000000002E-2,4.1405999999999998E-2,4.7889000000000001E-2,0.57565,0.46214,0.56964999999999999,0.69728000000000001,2.7347999999999999,2.3527999999999998,2.7094999999999998,3.1332]
[140.75,6.0259E-2,5.3086000000000001E-2,5.9614E-2,6.8128999999999995E-2,6.2180999999999997,4.7586000000000004,6.1185,7.8650000000000002,41010,36362,40767,45812,20.831,18.103000000000002,20.638999999999999,23.803999999999998,32.799999999999997,28.914000000000001,32.555,37.067999999999998,2.5005000000000002,2.1770999999999998,2.4725000000000001,2.8546,0.19328999999999999,0.17033000000000001,0.19194,0.21893000000000001,16322,14364,16191,18507,4.5142000000000002E-2,3.9711999999999997E-2,4.4819999999999999E-2,5.0951000000000003E-2,941.4,791.81,924.46,1112.3,0.21506,0.18844,0.21303,0.24357999999999999,0.36421999999999999,0.31722,0.35972999999999999,0.41658000000000001,3.327,2.9253999999999998,3.3045,3.7542,54.442,48.058,54.036999999999999,61.195999999999998,39.042999999999999,23.774999999999999,39.119,53.707000000000001,3672.5,3234.8,3648,4160.8999999999996,3578.2,3154.8,3543.3,4045.5,18.972000000000001,15.378,18.187000000000001,22.727,1394.2,1225.5,1380.8,1576.2,2.4937999999999998,2.1970999999999998,2.4781,2.8266,0.20188,0.17663999999999999,0.19908999999999999,0.23093,4.2156000000000002,3.7134999999999998,4.1898,4.7664999999999997,0.28077000000000002,0.24479999999999999,0.27865000000000001,0.31696000000000002,19195,16854,19051,21817,4.1907E-2,3.6289000000000002E-2,4.1728000000000001E-2,4.8174000000000002E-2,0.58628999999999998,0.47870000000000001,0.58076000000000005,0.70769000000000004,2.7439,2.3647999999999998,2.7322000000000002,3.1240999999999999]
[141.083,6.0152999999999998E-2,5.2933000000000001E-2,5.9464999999999997E-2,6.7759E-2,6.2180999999999997,4.7586000000000004,6.1185,7.8650000000000002,41157,36512,40901,46167,20.946999999999999,18.169,20.722000000000001,23.94,32.936,28.925999999999998,32.756,37.262,2.5089000000000001,2.1800999999999999,2.4841000000000002,2.8668999999999998,0.19423000000000001,0.17080000000000001,0.1928,0.21990000000000001,16395,14436,16257,18478,4.5166999999999999E-2,3.9808000000000003E-2,4.4769999999999997E-2,5.0918999999999999E-2,929.09,787.22,912.19,1097.8,0.21417,0.18737999999999999,0.21187,0.24228,0.36296,0.31619999999999998,0.35959999999999998,0.41454000000000002,3.3443999999999998,2.9338000000000002,3.3279999999999998,3.7810999999999999,54.488,47.994,54.125999999999998,61.402000000000001,39.045000000000002,23.774999999999999,39.189,53.603000000000002,3692.9,3251.3,3666.4,4177,3587.2,3150.6,3559,4046.7,18.925999999999998,15.413,18.315000000000001,22.529,1394.1,1227.9000000000001,1378.9,1570.9,2.5074000000000001,2.2057000000000002,2.4912000000000001,2.8367,0.2021,0.17660999999999999,0.19966999999999999,0.23089000000000001,4.2392000000000003,3.7273999999999998,4.2081999999999997,4.7914000000000003,0.28027000000000002,0.24529000000000001,0.27745999999999998,0.31645000000000001,19294,16948,19215,21872,4.1522999999999997E-2,3.5890999999999999E-2,4.1234E-2,4.7722000000000001E-2,0.57076000000000005,0.46527000000000002,0.5655,0.69164999999999999,2.7284000000000002,2.3540999999999999,2.7216999999999998,3.0975000000000001]
[142.333,6.1478999999999999E-2,5.4058000000000002E-2,6.1099000000000001E-2,6.9446999999999995E-2,6.2180999999999997,4.7586000000000004,6.1185,7.8650000000000002,42011,37408,41656,46895,21.375,18.834,21.123999999999999,24.326000000000001,33.622,29.806000000000001,33.244999999999997,37.808,2.5632000000000001,2.2246000000000001,2.5243000000000002,2.9609000000000001,0.19825000000000001,0.17568,0.19641,0.22217999999999999,16733,14765,16583,18817,4.6141000000000001E-2,4.0726999999999999E-2,4.5877000000000001E-2,5.1908000000000003E-2,948.87,799.74,939.73,1110.7,0.21894,0.19162000000000001,0.21723999999999999,0.24825,0.37109999999999999,0.32273000000000002,0.36770999999999998,0.42658000000000001,3.4133,3.0230000000000001,3.3792,3.8441000000000001,55.673000000000002,49.247999999999998,55.125999999999998,62.527000000000001,39.061999999999998,23.774999999999999,39.189,53.707000000000001,3768.9,3335.9,3734.8,4231.2,3663.7,3242.8,3641.7,4116.7,19.318999999999999,15.619,18.625,23.408000000000001,1424.3,1253.7,1415.1,1605.2,2.5589,2.2677,2.5335999999999999,2.8698999999999999,0.2064,0.18093999999999999,0.20501,0.23322999999999999,4.3262999999999998,3.8334000000000001,4.2885999999999997,4.8517000000000001,0.28631000000000001,0.25133,0.28388999999999998,0.3236,19690,17290,19538,22294,4.2502999999999999E-2,3.6927000000000001E-2,4.2200000000000001E-2,4.9082000000000001E-2,0.58620000000000005,0.48247000000000001,0.57913000000000003,0.70681000000000005,2.7837999999999998,2.4215,2.7530999999999999,3.2069000000000001]
[142.417,6.1716E-2,5.4244000000000001E-2,6.1372999999999997E-2,6.9700999999999999E-2,6.2180999999999997,4.7586000000000004,6.1185,7.8650000000000002,42020,37489,41687,47023,21.331,18.818999999999999,21.087,24.306000000000001,33.591999999999999,29.818000000000001,33.293999999999997,37.807000000000002,2.5627,2.2193000000000001,2.5259999999999998,2.9567999999999999,0.19796,0.17563000000000001,0.19649,0.22241,16714,14784,16584,18781,4.6237E-2,4.0876000000000003E-2,4.5941999999999997E-2,5.2051E-2,963.06,812.04,950.53,1135.4000000000001,0.22031999999999999,0.19295000000000001,0.21865999999999999,0.25054999999999999,0.37352000000000002,0.32439000000000001,0.36969999999999997,0.43189,3.4070999999999998,3.0314999999999999,3.3795000000000002,3.8426,55.758000000000003,49.241999999999997,55.182000000000002,62.95,39.064,23.774999999999999,39.189,53.707000000000001,3761.4,3343.6,3730.4,4234.5,3664.9,3250.5,3644,4103.3999999999996,19.478999999999999,15.558,18.620999999999999,23.716000000000001,1427.9,1258.5999999999999,1419.8,1604.1,2.5539999999999998,2.2673999999999999,2.5341,2.875,0.20691999999999999,0.18118000000000001,0.20566000000000001,0.23376,4.3174000000000001,3.8351000000000002,4.29,4.8529,0.28760999999999998,0.25302000000000002,0.28523999999999999,0.32693,19653,17312,19522,22241,4.292E-2,3.7200999999999998E-2,4.2513000000000002E-2,4.9780999999999999E-2,0.60043999999999997,0.49241000000000001,0.59277000000000002,0.72130000000000005,2.8037999999999998,2.4382000000000001,2.7757999999999998,3.2198000000000002]
[143.5,6.1251E-2,5.3989000000000002E-2,6.0807E-2,6.9506999999999999E-2,6.2180999999999997,4.7586000000000004,6.1185,7.8650000000000002,41675,37034,41309,46872,21.140999999999998,18.555,20.986000000000001,24.001999999999999,33.302,29.324999999999999,33.042000000000002,37.866999999999997,2.5413999999999999,2.2172999999999998,2.5103,2.9297,0.19622000000000001,0.17269999999999999,0.19492999999999999,0.22242000000000001,16569,14546,16454,18749,4.5878000000000002E-2,4.0340000000000001E-2,4.5622000000000003E-2,5.2018000000000002E-2,958.54,803.44,949.54,1128.5,0.21876999999999999,0.19209999999999999,0.21764,0.24842,0.37084,0.31991999999999998,0.36570999999999998,0.42563000000000001,3.3772000000000002,2.9740000000000002,3.3460999999999999,3.8174999999999999,55.326999999999998,48.496000000000002,55.057000000000002,62.585999999999999,39.063000000000002,23.774999999999999,39.189,53.686,3727.8,3270.1,3702.6,4234.5,3633.6,3207,3616,4112,19.317,15.515000000000001,18.495000000000001,23.103999999999999,1416.7,1246.9000000000001,1409.5,1607.5,2.5312999999999999,2.222,2.5076000000000001,2.8767,0.20504,0.17916000000000001,0.20443,0.23383000000000001,4.2789000000000001,3.7583000000000002,4.2363,4.8593999999999999,0.28523999999999999,0.25144,0.28311999999999998,0.32612999999999998,19476,17042,19336,22061,4.2682999999999999E-2,3.7039000000000002E-2,4.2314999999999998E-2,4.8742000000000001E-2,0.59867000000000004,0.48836000000000002,0.59480999999999995,0.72214,2.7846000000000002,2.4089999999999998,2.7587999999999999,3.1572]
[144,6.0102999999999997E-2,5.2914000000000003E-2,5.9995E-2,6.8683999999999995E-2,6.2180999999999997,4.7586000000000004,6.1185,7.8650000000000002,41095,36051,40927,46145,20.890999999999998,18.13,20.89,23.684999999999999,32.860999999999997,28.751000000000001,32.722000000000001,37.344000000000001,2.5065,2.1461000000000001,2.4853999999999998,2.8934000000000002,0.19375999999999999,0.16886000000000001,0.19319,0.21986,16355,14259,16298,18579,4.512E-2,3.9476999999999998E-2,4.4996000000000001E-2,5.1187000000000003E-2,930.36,779.47,914.14,1107.2,0.21415999999999999,0.18719,0.21385999999999999,0.24423,0.36316999999999999,0.31147000000000002,0.36019000000000001,0.41930000000000001,3.3359000000000001,2.92,3.3224,3.7906,54.44,47.598999999999997,54.225000000000001,61.543999999999997,39.036999999999999,23.774999999999999,39.189,53.677999999999997,3683.3,3203.9,3674.6,4177.3999999999996,3580.3,3147.4,3562.7,4062,18.966999999999999,15.24,18.256,22.812999999999999,1392.4,1225.9000000000001,1387.8,1588,2.5009999999999999,2.1760000000000002,2.4937999999999998,2.8372999999999999,0.20177999999999999,0.17591000000000001,0.20125000000000001,0.23075000000000001,4.2281000000000004,3.6846000000000001,4.2168999999999999,4.7971000000000004,0.27988000000000002,0.24679999999999999,0.27956999999999999,0.31827,19237,16715,19176,21926,4.1591999999999997E-2,3.5848999999999999E-2,4.1355999999999997E-2,4.7719999999999999E-2,0.57367999999999997,0.46575,0.56879999999999997,0.69067999999999996,2.7233999999999998,2.3614999999999999,2.7082000000000002,3.1097000000000001]
[144.667,6.0970999999999997E-2,5.3714999999999999E-2,6.0517000000000001E-2,6.8939E-2,6.2180999999999997,4.7586000000000004,6.1185,7.8650000000000002,41515,36771,41369,46735,21.076000000000001,18.32,20.927,24.067,33.188000000000002,29.113,33.069000000000003,37.435000000000002,2.5329000000000002,2.1915,2.5102000000000002,2.9276,0.19558,0.17205999999999999,0.19522999999999999,0.22047,16511,14520,16475,18644,4.5702E-2,4.0079999999999998E-2,4.5533999999999998E-2,5.1628E-2,952.78,799.12,935.9,1125.7,0.21793999999999999,0.19122,0.21723999999999999,0.24704999999999999,0.36907000000000001,0.31880999999999998,0.36531000000000002,0.42523,3.3660999999999999,2.9582999999999999,3.3490000000000002,3.8071000000000002,55.139000000000003,48.374000000000002,54.84,62.454999999999998,39.06,23.774999999999999,39.189,53.707000000000001,3716,3260.7,3709,4187.8,3621.2,3180.2,3609.2,4090.5,19.181000000000001,15.505000000000001,18.443000000000001,22.861000000000001,1410.7,1237.8,1401.3,1596,2.5234000000000001,2.2172000000000001,2.5158999999999998,2.8498000000000001,0.20466999999999999,0.17857999999999999,0.20385,0.23371,4.2655000000000003,3.7425000000000002,4.2481999999999998,4.8258000000000001,0.28371000000000002,0.24879000000000001,0.28288999999999997,0.32195000000000001,19408,16970,19361,22059,4.2404999999999998E-2,3.6694999999999998E-2,4.2124000000000002E-2,4.8981999999999998E-2,0.59309000000000001,0.48420999999999997,0.58726999999999996,0.71579999999999999,2.7673999999999999,2.3889999999999998,2.7545000000000002,3.1476999999999999]
[145.583,6.1173999999999999E-2,5.3790999999999999E-2,6.0968000000000001E-2,6.9278999999999993E-2,6.2180999999999997,4.7586000000000004,6.1185,7.8650000000000002,41640,37005,41671,46328,21.114999999999998,18.59,20.952000000000002,23.995999999999999,33.262,29.332000000000001,33.119,37.451000000000001,2.5392000000000001,2.1857000000000002,2.5230000000000001,2.923,0.19599,0.17243,0.19549,0.22015999999999999,16547,14524,16511,18558,4.5829000000000002E-2,4.0436E-2,4.5629999999999997E-2,5.1884E-2,958.21,805.7,945.94,1124.5999999999999,0.21875,0.19227,0.2185,0.24668000000000001,0.37080000000000002,0.31880999999999998,0.36859999999999998,0.42616999999999999,3.3725000000000001,2.9638,3.3561999999999999,3.7978999999999998,55.3,48.595999999999997,54.9,62.557000000000002,39.061999999999998,23.774999999999999,39.188000000000002,53.707000000000001,3723.3,3279.6,3713,4171.8,3630.7,3203.3,3620.9,4103.5,19.303999999999998,15.606999999999999,18.518000000000001,23.251000000000001,1414.9,1247.4000000000001,1409.1,1597.4,2.5283000000000002,2.2206999999999999,2.5160999999999998,2.8378999999999999,0.20515,0.17904,0.20374,0.23308000000000001,4.2737999999999996,3.7582,4.2553999999999998,4.7906000000000004,0.28465000000000001,0.24967,0.28325,0.32427,19442,16962,19388,21917,4.2595000000000001E-2,3.6814E-2,4.2367000000000002E-2,4.9045999999999999E-2,0.59777000000000002,0.48965999999999998,0.59072000000000002,0.71531999999999996,2.7804000000000002,2.4251999999999998,2.7698,3.1732999999999998]
[146.333,6.1675000000000001E-2,5.4493E-2,6.1559000000000003E-2,6.9663000000000003E-2,6.2180999999999997,4.7586000000000004,6.1185,7.8650000000000002,42209,37581,41991,46758,21.454999999999998,18.991,21.263999999999999,24.326000000000001,33.746000000000002,29.89,33.646000000000001,37.743000000000002,2.5737999999999999,2.2233999999999998,2.5522,2.9609999999999999,0.19900000000000001,0.17549000000000001,0.1988,0.22314000000000001,16796,14765,16776,18826,4.6316000000000003E-2,4.1082E-2,4.6177999999999997E-2,5.1848999999999999E-2,952.86,804.09,938.2,1112.2,0.21984000000000001,0.19320000000000001,0.22,0.24646999999999999,0.37303999999999998,0.32290000000000002,0.36989,0.42806,3.4255,3.0259,3.4135,3.8464999999999998,55.921999999999997,49.591000000000001,55.570999999999998,63.091000000000001,39.063000000000002,23.774999999999999,39.189,53.707000000000001,3783.3,3329.4,3772.8,4244.1000000000004,3676.8,3265.1,3673.2,4121.3,19.382000000000001,15.672000000000001,18.719000000000001,23.126000000000001,1429.1,1262.7,1424.4,1608.1,2.5688,2.2700999999999998,2.5629,2.8754,0.20735000000000001,0.18178,0.20576,0.23558999999999999,4.3429000000000002,3.8306,4.3278999999999996,4.8691000000000004,0.28721000000000002,0.25208999999999998,0.28588999999999998,0.32580999999999999,19757,17307,19737,22089,4.2584999999999998E-2,3.6845999999999997E-2,4.2384999999999999E-2,4.8557999999999997E-2,0.58655999999999997,0.47299000000000002,0.58045999999999998,0.70179999999999998,2.7885,2.4161000000000001,2.7883,3.1732]
[146.667,6.1142000000000002E-2,5.3469999999999997E-2,6.1290999999999998E-2,6.8444000000000005E-2,6.2180999999999997,4.7586000000000004,6.1185,7.8650000000000002,41642,36933,41595,46110,21.113,18.542999999999999,20.99,23.974,33.259,29.327999999999999,33.247999999999998,37.295000000000002,2.5392999999999999,2.1909000000000001,2.5154000000000001,2.9384000000000001,0.19599,0.17226,0.19599,0.21937000000000001,16548,14535,16530,18585,4.5821000000000001E-2,4.0210999999999997E-2,4.5768000000000003E-2,5.1362999999999999E-2,956.04,800.59,949.03,1118.4000000000001,0.21859999999999999,0.19056000000000001,0.21881999999999999,0.24529999999999999,0.37034,0.31788,0.36975000000000002,0.42675999999999997,3.3723000000000001,2.9790000000000001,3.3700999999999999,3.7995000000000001,55.280999999999999,48.811,54.975999999999999,62.08,39.057000000000002,23.774999999999999,39.189,53.707000000000001,3723.5,3272.4,3715.7,4176.8999999999996,3629.9,3194.7,3631.2,4074.2,19.274999999999999,15.510999999999999,18.408000000000001,23.23,1414.4,1239.3,1413.8,1584.4,2.5284,2.2240000000000002,2.528,2.8386,0.20469999999999999,0.17918000000000001,0.2034,0.23144999999999999,4.2739000000000003,3.7627999999999999,4.2679,4.8003999999999998,0.28488999999999998,0.24818999999999999,0.28438000000000002,0.31997999999999999,19473,16923,19388,21905,4.2540000000000001E-2,3.6711000000000001E-2,4.2529999999999998E-2,4.8386999999999999E-2,0.59628000000000003,0.48483999999999999,0.59177999999999997,0.72131000000000001,2.7768999999999999,2.4058000000000002,2.7784,3.1697000000000002]
[147.917,6.0250999999999999E-2,5.2513999999999998E-2,5.9832000000000003E-2,6.8079000000000001E-2,6.2180999999999997,4.7586000000000004,6.1185,7.8650000000000002,41162,36238,40939,46257,20.882000000000001,18.094999999999999,20.753,23.738,32.869,28.702999999999999,32.676000000000002,37.323999999999998,2.5093000000000001,2.1703000000000001,2.4904000000000002,2.9152999999999998,0.19375999999999999,0.16919999999999999,0.19275999999999999,0.21965000000000001,16358,14229,16276,18499,4.5199000000000003E-2,3.9404000000000002E-2,4.4940000000000001E-2,5.0861999999999997E-2,935.77,780.84,914.86,1105.3,0.21518999999999999,0.18790000000000001,0.21442,0.24418000000000001,0.36476999999999998,0.31248999999999999,0.36157,0.41860000000000003,3.3351000000000002,2.9138000000000002,3.3218999999999999,3.7831000000000001,54.563000000000002,47.835000000000001,54.274999999999999,61.932000000000002,39.055999999999997,23.774999999999999,39.189,53.707000000000001,3682.5,3220.3,3666.2,4174.5,3584.9,3123.1,3562.6,4051.9,18.895,15.208,18.306999999999999,22.882999999999999,1394.9,1215.7,1386.1,1574.7,2.5004,2.1848000000000001,2.4906000000000001,2.8361000000000001,0.20205999999999999,0.17591999999999999,0.20057,0.22980999999999999,4.2268999999999997,3.7021000000000002,4.2141999999999999,4.7995000000000001,0.28108,0.24434,0.27871000000000001,0.31989000000000001,19278,16681,19187,21839,4.1764000000000003E-2,3.5907000000000001E-2,4.1505E-2,4.8007000000000001E-2,0.58050000000000002,0.47347,0.57525999999999999,0.69271000000000005,2.7334999999999998,2.3658999999999999,2.7082999999999999,3.1131000000000002]
[148.583,6.1101000000000003E-2,5.3886000000000003E-2,6.0636000000000002E-2,6.8834000000000006E-2,6.2180999999999997,4.7586000000000004,6.1185,7.8650000000000002,41603,37191,41419,46526,21.087,18.423999999999999,20.978000000000002,23.785,33.219000000000001,29.405999999999999,33.078000000000003,37.213999999999999,2.5375000000000001,2.1968000000000001,2.5261,2.9182999999999999,0.19574,0.17252000000000001,0.19513,0.2198,16528,14570,16414,18484,4.5762999999999998E-2,4.0382000000000001E-2,4.5392000000000002E-2,5.1275000000000001E-2,956.43,801.95,936.03,1137.3,0.21859000000000001,0.19112999999999999,0.21711,0.24678,0.37045,0.31938,0.36732999999999999,0.42319000000000001,3.3681999999999999,2.9704000000000002,3.3580000000000001,3.7789000000000001,55.271000000000001,48.790999999999997,54.805999999999997,62.5,39.063000000000002,23.774999999999999,39.189,53.707000000000001,3718.6,3272.8,3709.2,4180,3626.6,3204.6,3615.2,4052.2,19.23,15.417999999999999,18.588999999999999,23.138999999999999,1413.3,1249.5,1400.6,1588.7,2.5251000000000001,2.2246000000000001,2.5207000000000002,2.8357000000000001,0.20444999999999999,0.17913999999999999,0.20246,0.23122999999999999,4.2683,3.766,4.2629000000000001,4.8007,0.28502,0.24879999999999999,0.28206999999999999,0.32312000000000002,19464,17094,19308,21970,4.2548999999999997E-2,3.6866000000000003E-2,4.2222000000000003E-2,4.8845E-2,0.59728000000000003,0.48873,0.59284000000000003,0.71467000000000003,2.7816999999999998,2.4146999999999998,2.7515999999999998,3.17]
[148.833,6.0255000000000003E-2,5.2713000000000003E-2,5.9624000000000003E-2,6.8402000000000004E-2,6.2180999999999997,4.7586000000000004,6.1185,7.8650000000000002,41111,36494,40908,46217,20.863,18.14,20.757000000000001,23.81,32.844000000000001,28.863,32.664999999999999,37.042000000000002,2.5076999999999998,2.1602999999999999,2.4895,2.8815,0.19359000000000001,0.16972999999999999,0.19300999999999999,0.21831999999999999,16344,14323,16281,18466,4.5172999999999998E-2,3.9625E-2,4.4804999999999998E-2,5.0866000000000001E-2,938.03,785.51,920.15,1131,0.21532999999999999,0.18706999999999999,0.21351999999999999,0.24586,0.36493999999999999,0.31361,0.36187999999999998,0.42330000000000001,3.3317000000000001,2.9150999999999998,3.3210999999999999,3.7570999999999999,54.567999999999998,47.85,54.164000000000001,62.015000000000001,39.03,23.774999999999999,39.180999999999997,53.707000000000001,3678.8,3223.7,3664,4156.1000000000004,3583.1,3145.8,3566.5,4040.4,19.007000000000001,15.22,18.376999999999999,23.012,1394.8,1220.7,1380.6,1582.3,2.4979,2.19,2.4887999999999999,2.8235999999999999,0.20188,0.17709,0.19963,0.22953000000000001,4.2226999999999997,3.7054999999999998,4.2046999999999999,4.7702999999999998,0.28108,0.24456,0.27833999999999998,0.32151000000000002,19251,16721,19144,21787,4.1827000000000003E-2,3.5937999999999998E-2,4.1480999999999997E-2,4.845E-2,0.58274000000000004,0.47209000000000001,0.57991999999999999,0.70760999999999996,2.7385999999999999,2.3673999999999999,2.6995,3.1415999999999999]
[149.583,6.1067999999999997E-2,5.3398000000000001E-2,6.0929999999999998E-2,6.8431000000000006E-2,6.2180999999999997,4.7586000000000004,6.1185,7.8650000000000002,41617,36905,41375,46631,21.091000000000001,18.341999999999999,20.994,23.902999999999999,33.218000000000004,29.254999999999999,33.088999999999999,37.317999999999998,2.5365000000000002,2.1814,2.5129000000000001,2.8807999999999998,0.19574,0.17252999999999999,0.19492999999999999,0.21998000000000001,16528,14555,16452,18570,4.5760000000000002E-2,4.0169999999999997E-2,4.5526999999999998E-2,5.1498000000000002E-2,955.05,798.36,942.81,1132.9000000000001,0.21826000000000001,0.18915999999999999,0.21786,0.24575,0.36992000000000003,0.31836999999999999,0.36781999999999998,0.42466999999999999,3.3685,2.9584000000000001,3.3527,3.7884000000000002,55.279000000000003,48.386000000000003,55.094999999999999,62.119,39.063000000000002,23.774999999999999,39.189,53.707000000000001,3718.9,3267.2,3705.9,4182.3999999999996,3625.9,3192.2,3606,4071.4,19.132000000000001,15.468,18.626999999999999,22.760999999999999,1412.8,1240.3,1407.7,1582.7,2.5253000000000001,2.2139000000000002,2.5156000000000001,2.8347000000000002,0.20432,0.17940999999999999,0.20333000000000001,0.23071,4.2686999999999999,3.7448000000000001,4.2473000000000001,4.7992999999999997,0.28465000000000001,0.24843999999999999,0.28384999999999999,0.32068999999999998,19455,17066,19358,21991,4.2444000000000003E-2,3.6540999999999997E-2,4.2215999999999997E-2,4.8828999999999997E-2,0.59580999999999995,0.48138999999999998,0.59275999999999995,0.71508000000000005,2.7766000000000002,2.4159000000000002,2.7643,3.1610999999999998]
[150.583,6.1054999999999998E-2,5.348E-2,6.0766000000000001E-2,6.8139000000000005E-2,6.2180999999999997,4.7586000000000004,6.1185,7.8650000000000002,41596,36824,41323,46670,21.091000000000001,18.201000000000001,20.988,23.936,33.219000000000001,29.01,33.119999999999997,37.246000000000002,2.5369999999999999,2.1888000000000001,2.5310999999999999,2.8892000000000002,0.19575000000000001,0.17116999999999999,0.19506999999999999,0.22012000000000001,16530,14496,16467,18558,4.5755999999999998E-2,4.0108999999999999E-2,4.5655000000000001E-2,5.1188999999999998E-2,956.09,803.63,944.78,1117.5999999999999,0.21837999999999999,0.18958,0.21648000000000001,0.24607999999999999,0.36980000000000002,0.31891000000000003,0.36788999999999999,0.42010999999999998,3.3685,2.9426000000000001,3.3508,3.7711999999999999,55.295000000000002,48.21,55.082000000000001,62.045000000000002,39.061,23.774999999999999,39.189,53.707000000000001,3719.1,3251.3,3705.1,4183.3999999999996,3625.8,3183.5,3602.4,4061.4,19.13,15.449,18.43,22.89,1412.6,1240.3,1404.9,1576.4,2.5255000000000001,2.2033,2.5158,2.8429000000000002,0.20430999999999999,0.17943000000000001,0.20365,0.22867000000000001,4.2690000000000001,3.7256,4.2492000000000001,4.8090000000000002,0.28450999999999999,0.24729999999999999,0.28336,0.32038,19462,16972,19405,21859,4.2408000000000001E-2,3.6537E-2,4.2181000000000003E-2,4.8476999999999999E-2,0.59506000000000003,0.48264000000000001,0.59111000000000002,0.72153999999999996,2.7736999999999998,2.3996,2.7642000000000002,3.1779999999999999]
[151.167,6.0444999999999999E-2,5.3025000000000003E-2,6.0342E-2,6.8010000000000001E-2,6.2180999999999997,4.7586000000000004,6.1185,7.8650000000000002,41510,36501,41354,46438,21.135999999999999,18.228000000000002,21.076000000000001,23.995999999999999,33.210999999999999,28.934999999999999,33.26,37.325000000000003,2.5322,2.1674000000000002,2.5110999999999999,2.9085999999999999,0.19595000000000001,0.17018,0.19614000000000001,0.21956999999999999,16535,14409,16532,18551,4.5470999999999998E-2,3.9952000000000001E-2,4.5483000000000003E-2,5.1198E-2,927.99,776.41,918.04,1085.5,0.21523,0.18793000000000001,0.21406,0.24224000000000001,0.36470999999999998,0.31631999999999999,0.36220999999999998,0.41576999999999997,3.3736999999999999,2.9302999999999999,3.3727,3.7898000000000001,54.975999999999999,48.014000000000003,54.771999999999998,61.744,39.045999999999999,23.774999999999999,39.189,53.707000000000001,3726.9,3237.3,3731.3,4182.8999999999996,3615.1,3166.7,3624.2,4062.8,18.917000000000002,15.276,18.443999999999999,22.73,1402.3,1233.8,1403.7,1577.8,2.5303,2.1976,2.5285000000000002,2.8407,0.20322000000000001,0.17867,0.20276,0.22778999999999999,4.2782999999999998,3.7157,4.2786,4.8117000000000001,0.28153,0.2457,0.28115000000000001,0.31813000000000002,19490,16881,19404,21930,4.1466000000000003E-2,3.5708999999999998E-2,4.1132000000000002E-2,4.7393999999999999E-2,0.56474999999999997,0.45682,0.55661000000000005,0.68052999999999997,2.7288000000000001,2.3588,2.7121,3.1263000000000001]
[151.75,6.0387000000000003E-2,5.2788000000000002E-2,6.0102999999999997E-2,6.8158999999999997E-2,6.2180999999999997,4.7586000000000004,6.1185,7.8650000000000002,41170,36542,40943,46463,20.887,18.206,20.715,23.672000000000001,32.893000000000001,28.806000000000001,32.642000000000003,37.18,2.5110000000000001,2.1522000000000001,2.4864000000000002,2.8950999999999998,0.19386999999999999,0.16957,0.19253999999999999,0.21934999999999999,16370,14360,16259,18527,4.5286E-2,3.9794999999999997E-2,4.4937999999999999E-2,5.1297000000000002E-2,941.53,796.48,930.18,1106.3,0.21587000000000001,0.18934999999999999,0.21532999999999999,0.24387,0.36592000000000002,0.31217,0.36468,0.42104000000000003,3.3365,2.9272999999999998,3.3107000000000002,3.7589000000000001,54.76,47.801000000000002,54.494999999999997,61.805,39.048999999999999,23.774999999999999,39.189,53.643000000000001,3683.8,3218,3657.8,4175.1000000000004,3588.6,3144.3,3555.6,4060.3,18.87,15.096,18.305,22.774999999999999,1397.5,1221,1389.2,1584.2,2.5013999999999998,2.1924999999999999,2.484,2.8222999999999998,0.20211999999999999,0.17668,0.20102,0.22827,4.2283999999999997,3.7082000000000002,4.1971999999999996,4.7636000000000003,0.28162999999999999,0.2442,0.28127000000000002,0.31914999999999999,19283,16773,19205,21847,4.1875000000000002E-2,3.6121E-2,4.1541000000000002E-2,4.8018999999999999E-2,0.58565,0.47510999999999998,0.57784000000000002,0.70204999999999995,2.7433999999999998,2.3614000000000002,2.7444000000000002,3.1362000000000001]
[152.75,6.0351000000000002E-2,5.2743999999999999E-2,6.0046000000000002E-2,6.8287E-2,6.2180999999999997,4.7586000000000004,6.1185,7.8650000000000002,41160,36161,40882,46097,20.867000000000001,18.126999999999999,20.827000000000002,23.667000000000002,32.865000000000002,28.742000000000001,32.634999999999998,36.930999999999997,2.5091000000000001,2.1655000000000002,2.4872999999999998,2.8834,0.19369,0.16966999999999999,0.19209999999999999,0.21803,16356,14397,16237,18423,4.5265E-2,3.9767999999999998E-2,4.5005999999999997E-2,5.1110999999999997E-2,939.78,780.41,926.88,1107.4000000000001,0.21562000000000001,0.18792,0.21395,0.24417,0.36509000000000003,0.31230999999999998,0.36296,0.41955999999999999,3.3331,2.9180999999999999,3.3098999999999998,3.7414000000000001,54.734000000000002,47.841999999999999,54.442999999999998,61.904000000000003,39.037999999999997,23.774999999999999,39.151000000000003,53.679000000000002,3680.4,3225.9,3650.5,4146.3999999999996,3586,3144.9,3570.1,4037.6,18.992999999999999,15.35,18.190999999999999,22.920999999999999,1396.6,1226.0999999999999,1389.4,1580,2.4990000000000001,2.1876000000000002,2.4802,2.8176000000000001,0.20175999999999999,0.17585000000000001,0.20044999999999999,0.22849,4.2244000000000002,3.6928000000000001,4.1913,4.7584999999999997,0.28136,0.24409,0.28027999999999997,0.31924000000000002,19266,16841,19157,21858,4.1862000000000003E-2,3.5778999999999998E-2,4.1570000000000003E-2,4.7966000000000002E-2,0.58604000000000001,0.47286,0.57571000000000006,0.70601999999999998,2.7456999999999998,2.3546999999999998,2.7214999999999998,3.1711999999999998]
[153.5,6.1170000000000002E-2,5.4141000000000002E-2,6.0879000000000003E-2,6.8728999999999998E-2,6.2180999999999997,4.7586000000000004,6.1185,7.8650000000000002,41700,37097,41541,46507,21.132999999999999,18.436,21.15,23.585999999999999,33.289000000000001,29.376000000000001,33.097999999999999,37.121000000000002,2.5417999999999998,2.2025999999999999,2.5169000000000001,2.9018999999999999,0.19617000000000001,0.17393,0.19472,0.21942,16567,14666,16445,18571,4.5873999999999998E-2,4.054E-2,4.5672999999999998E-2,5.1311000000000002E-2,955.24,811.86,935.99,1126.7,0.21865000000000001,0.19320000000000001,0.21757000000000001,0.24751999999999999,0.37004999999999999,0.32171,0.36634,0.42503000000000002,3.3755000000000002,2.9706999999999999,3.3595000000000002,3.7644000000000002,55.494,48.944000000000003,55.335000000000001,62.216999999999999,39.064,23.774999999999999,39.189,53.707000000000001,3727.4,3300.6,3706,4173.7,3632.4,3210,3621.1,4057.1,19.158000000000001,15.576000000000001,18.321999999999999,22.782,1415.3,1250.5,1410.7,1584.4,2.5308999999999999,2.2422,2.5164,2.827,0.20460999999999999,0.17946000000000001,0.2036,0.23121,4.2782999999999998,3.7829999999999999,4.2557999999999998,4.7843999999999998,0.28544000000000003,0.25146000000000002,0.28389999999999999,0.32274000000000003,19510,17215,19363,22066,4.2419999999999999E-2,3.6697E-2,4.2146999999999997E-2,4.8745999999999998E-2,0.59558,0.48502000000000001,0.58952000000000004,0.71819,2.7887,2.4272,2.7673000000000001,3.1916000000000002]
[154.167,6.0360999999999998E-2,5.3154E-2,6.0035999999999999E-2,6.7819000000000004E-2,6.2180999999999997,4.7586000000000004,6.1185,7.8650000000000002,41487,36976,41336,46237,21.105,18.497,21.050999999999998,23.651,33.164999999999999,29.463999999999999,32.972999999999999,37.256,2.5286,2.1987999999999999,2.5078999999999998,2.8942000000000001,0.19567999999999999,0.17369000000000001,0.19494,0.22070000000000001,16513,14669,16462,18685,4.5437999999999999E-2,4.0237000000000002E-2,4.5312999999999999E-2,5.0726E-2,924.39,775.76,913.11,1090.0999999999999,0.21486,0.18858,0.21343000000000001,0.24263999999999999,0.36420000000000002,0.31602000000000002,0.36147000000000001,0.41721000000000003,3.3685,2.9916,3.35,3.7846000000000002,54.997999999999998,48.362000000000002,54.546999999999997,62.154000000000003,39.034999999999997,23.774999999999999,39.189,53.643000000000001,3721.9,3302.5,3703.5,4196.8999999999996,3609.4,3202.5,3598,4059.8,18.896000000000001,15.571999999999999,18.141999999999999,22.417999999999999,1400.4,1236.9000000000001,1395.3,1567.3,2.5268999999999999,2.2416999999999998,2.5129000000000001,2.8435000000000001,0.20282,0.17888999999999999,0.20168,0.22847000000000001,4.2725,3.7909000000000002,4.2480000000000002,4.8098999999999998,0.28170000000000001,0.24773999999999999,0.28033999999999998,0.31691000000000003,19470,17152,19354,22125,4.1373E-2,3.5959999999999999E-2,4.086E-2,4.7602999999999999E-2,0.56389999999999996,0.45962999999999998,0.55522000000000005,0.68220999999999998,2.734,2.3650000000000002,2.7090000000000001,3.1004]
[154.417,6.166E-2,5.4694E-2,6.1443999999999999E-2,6.9313E-2,6.2180999999999997,4.7586000000000004,6.1185,7.8650000000000002,42091,37669,41847,46980,21.347000000000001,18.834,21.245000000000001,23.952999999999999,33.612000000000002,29.923999999999999,33.372,37.795000000000002,2.5657000000000001,2.2441,2.5444,2.9478,0.19811999999999999,0.17621000000000001,0.19691,0.22428999999999999,16729,14823,16622,18904,4.6274000000000003E-2,4.1092999999999998E-2,4.598E-2,5.1825999999999997E-2,959.06,812.08,940.72,1118.3,0.22017999999999999,0.19447999999999999,0.21898000000000001,0.24759,0.37324000000000002,0.32303999999999999,0.36960999999999999,0.42963000000000001,3.4089,3.0326,3.3896000000000002,3.8496999999999999,55.962000000000003,49.561,55.600999999999999,63.116,39.06,23.774999999999999,39.189,53.707000000000001,3764.9,3346.3,3740.4,4269,3666,3264,3642.6,4114.2,19.370999999999999,15.933999999999999,18.596,23.175999999999998,1427.3,1266.0999999999999,1421.5,1604.5,2.5564,2.2704,2.5417999999999998,2.8967999999999998,0.20651,0.18312999999999999,0.20510999999999999,0.23371,4.3216000000000001,3.8334999999999999,4.2920999999999996,4.8914999999999997,0.28798000000000001,0.25287999999999999,0.28588000000000002,0.32240999999999997,19699,17363,19577,22382,4.2708999999999997E-2,3.7359000000000003E-2,4.2252999999999999E-2,4.8795999999999999E-2,0.59609000000000001,0.49201,0.59197,0.70889000000000002,2.8075999999999999,2.4510000000000001,2.7774999999999999,3.1939000000000002]
[155.667,6.0957999999999998E-2,5.3839999999999999E-2,6.0616999999999997E-2,6.8239999999999995E-2,6.2180999999999997,4.7586000000000004,6.1185,7.8650000000000002,41552,36688,41292,46504,21.074999999999999,18.338000000000001,21.059000000000001,23.831,33.19,29.126000000000001,32.99,37.395000000000003,2.5337000000000001,2.1962000000000002,2.5156999999999998,2.8955000000000002,0.19561000000000001,0.1716,0.19442999999999999,0.22006000000000001,16518,14457,16435,18630,4.5727999999999998E-2,4.0302999999999999E-2,4.5512999999999998E-2,5.1322E-2,949.84,804.11,944.81,1105.7,0.21767,0.19178000000000001,0.21654999999999999,0.24493000000000001,0.36914000000000002,0.32036999999999999,0.36715999999999999,0.42376999999999998,3.3658999999999999,2.9569999999999999,3.3502999999999998,3.7833000000000001,55.238,48.470999999999997,55.323999999999998,62.527999999999999,39.06,23.774999999999999,39.180999999999997,53.707000000000001,3716.6,3254.3,3703.2,4187.8999999999996,3621.3,3190.4,3603.4,4063.3,19.257999999999999,15.403,18.542999999999999,22.698,1410.6,1241.8,1405.6,1581.7,2.5236999999999998,2.2065999999999999,2.5121000000000002,2.8409,0.20376,0.17707999999999999,0.20285,0.23064999999999999,4.2662000000000004,3.7387000000000001,4.2546999999999997,4.8048999999999999,0.28466999999999998,0.24914,0.28358,0.32130999999999998,19440,16964,19278,22154,4.2296E-2,3.6662E-2,4.1931999999999997E-2,4.8071999999999997E-2,0.59226000000000001,0.48615000000000003,0.5867,0.71240000000000003,2.7776999999999998,2.4003999999999999,2.7599,3.1431]
[156,6.0316000000000002E-2,5.2847999999999999E-2,6.0130000000000003E-2,6.7882999999999999E-2,6.2180999999999997,4.7586000000000004,6.1185,7.8650000000000002,41262,36397,41116,46471,20.954000000000001,18.131,20.963999999999999,23.856000000000002,32.968000000000004,28.693000000000001,32.938000000000002,37.295000000000002,2.5152999999999999,2.1543000000000001,2.5064000000000002,2.8974000000000002,0.19439000000000001,0.16916999999999999,0.19400999999999999,0.21951000000000001,16411,14279,16371,18516,4.5310999999999997E-2,3.9682000000000002E-2,4.5171000000000003E-2,5.1090000000000003E-2,932.41,784.65,929.62,1089.7,0.21503,0.18851999999999999,0.21385999999999999,0.24303,0.36473,0.31547999999999998,0.36237999999999998,0.41880000000000001,3.3458999999999999,2.8994,3.3431000000000002,3.7944,54.746000000000002,47.685000000000002,54.759,61.911999999999999,39.06,23.774999999999999,39.189,53.707000000000001,3695.1,3215.3,3687.5,4180.8999999999996,3593.3,3135.7,3584.9,4069.5,19.024000000000001,15.266,18.353999999999999,22.375,1397.3,1217.9000000000001,1394.5,1578.4,2.5089999999999999,2.1804999999999999,2.5061,2.8410000000000002,0.20201,0.17488999999999999,0.20165,0.22892000000000001,4.2416999999999998,3.6827000000000001,4.2366999999999999,4.8093000000000004,0.28162999999999999,0.24673999999999999,0.28126000000000001,0.31802999999999998,19324,16777,19214,21982,4.1642999999999999E-2,3.6084999999999999E-2,4.1356999999999998E-2,4.7676000000000003E-2,0.57647999999999999,0.46677999999999997,0.57265999999999995,0.69359999999999999,2.7423000000000002,2.3559999999999999,2.7305000000000001,3.1261000000000001]
[156.75,6.062E-2,5.3114000000000001E-2,6.0396999999999999E-2,6.8567000000000003E-2,6.2180999999999997,4.7586000000000004,6.1185,7.8650000000000002,41371,36790,41087,46218,20.963999999999999,18.119,20.907,23.716999999999999,33.01,29.068999999999999,32.841000000000001,37.088000000000001,2.5196999999999998,2.1762999999999999,2.4969000000000001,2.8860999999999999,0.19453999999999999,0.17155000000000001,0.19370999999999999,0.21858,16427,14464,16349,18511,4.5461000000000001E-2,3.9861000000000001E-2,4.5226000000000002E-2,5.1385E-2,942.19,793.68,932.81,1099.9000000000001,0.21654999999999999,0.189,0.21537999999999999,0.24396999999999999,0.36698999999999998,0.31506000000000001,0.3659,0.41843000000000002,3.3477999999999999,2.9586999999999999,3.3355999999999999,3.7635999999999998,54.918999999999997,48.069000000000003,54.625,62.082000000000001,39.045000000000002,23.774999999999999,39.189,53.707000000000001,3696.3,3261.1,3680.5,4155.5,3601.9,3155.6,3582.6,4068.7,19.233000000000001,15.496,18.488,22.927,1402.8,1231.5999999999999,1395.9,1582.7,2.5099999999999998,2.2139000000000002,2.5038,2.8188,0.20266999999999999,0.17676,0.20194999999999999,0.22874,4.2430000000000003,3.7469000000000001,4.2350000000000003,4.7626999999999997,0.28289999999999998,0.24692,0.28038999999999997,0.32161000000000001,19326,16938,19194,21836,4.2034000000000002E-2,3.6097999999999998E-2,4.1814999999999998E-2,4.7721E-2,0.58877000000000002,0.47799999999999998,0.58594000000000002,0.70825000000000005,2.7646000000000002,2.3641000000000001,2.7545000000000002,3.153]
[157.333,6.1799E-2,5.4606000000000002E-2,6.1407000000000003E-2,6.9189000000000001E-2,6.2180999999999997,4.7586000000000004,6.1185,7.8650000000000002,42329,37727,41973,47145,21.501000000000001,18.721,21.489000000000001,24.364999999999998,33.814999999999998,30.001000000000001,33.616,37.792999999999999,2.5790000000000002,2.2385000000000002,2.5573000000000001,2.9561000000000002,0.19939999999999999,0.17665,0.19792000000000001,0.22327,16831,14897,16713,18840,4.6427000000000003E-2,4.0925999999999997E-2,4.6084E-2,5.2224E-2,951.56,798.35,939.1,1120,0.22037000000000001,0.19323000000000001,0.21940000000000001,0.24772,0.37359999999999999,0.32344000000000001,0.37089,0.42464000000000002,3.4323999999999999,3.0426000000000002,3.4110999999999998,3.835,56.124000000000002,49.637,55.654000000000003,63.171999999999997,39.063000000000002,23.774999999999999,39.189,53.707000000000001,3790.7,3359.1,3768.2,4244.8,3684.5,3247.1,3665.7,4125.6000000000004,19.681000000000001,15.856,18.890999999999998,23.545999999999999,1432,1263.5,1422.9,1605.2,2.5739000000000001,2.2776000000000001,2.5627,2.8761999999999999,0.20696000000000001,0.18018999999999999,0.20549999999999999,0.23369000000000001,4.3517000000000001,3.8573,4.3327,4.8707000000000003,0.28826000000000002,0.25469000000000003,0.28626000000000001,0.32557000000000003,19816,17471,19672,22284,4.2599999999999999E-2,3.6742999999999998E-2,4.2361999999999997E-2,4.829E-2,0.58794999999999997,0.47760999999999998,0.58452000000000004,0.70093000000000005,2.8054999999999999,2.4026999999999998,2.7915000000000001,3.1903999999999999]
[158.333,6.1733999999999997E-2,5.4246000000000003E-2,6.1386000000000003E-2,6.9495000000000001E-2,6.2180999999999997,4.7586000000000004,6.1185,7.8650000000000002,42334,37687,41954,47095,21.507000000000001,18.661999999999999,21.492999999999999,24.456,33.813000000000002,29.748000000000001,33.723999999999997,37.956000000000003,2.5781000000000001,2.2418999999999998,2.5484,2.9592999999999998,0.19941999999999999,0.17562,0.19849,0.22456000000000001,16830,14821,16741,18888,4.6392000000000003E-2,4.0799000000000002E-2,4.6238000000000001E-2,5.2101000000000001E-2,948.85,804.45,942.05,1108.5999999999999,0.22006000000000001,0.19386999999999999,0.21859000000000001,0.24834999999999999,0.37262000000000001,0.32202999999999998,0.37042000000000003,0.42037999999999998,3.4329999999999998,3.0236999999999998,3.4222999999999999,3.8456999999999999,56.073,49.14,55.662999999999997,63.328000000000003,39.058,23.774999999999999,39.189,53.707000000000001,3791.4,3343.3,3777.5,4250,3682.5,3237.8,3666.8,4135.3999999999996,19.513000000000002,15.882999999999999,18.774999999999999,23.585000000000001,1430.9,1254.4000000000001,1425.9,1608.8,2.5743,2.2662,2.5659999999999998,2.8879000000000001,0.20724000000000001,0.18112,0.20571999999999999,0.23436000000000001,4.3525999999999998,3.8355999999999999,4.3400999999999996,4.8871000000000002,0.28803000000000001,0.25119000000000002,0.28644999999999998,0.32288,19814,17419,19665,22311,4.2515999999999998E-2,3.6941000000000002E-2,4.2153000000000003E-2,4.8124E-2,0.58479999999999999,0.47888999999999998,0.58065,0.69893000000000005,2.7993999999999999,2.4314,2.7707999999999999,3.2014]
[158.833,6.0306999999999999E-2,5.2642000000000001E-2,6.0169E-2,6.7465999999999998E-2,6.2180999999999997,4.7586000000000004,6.1185,7.8650000000000002,41239,36353,41096,45837,20.888000000000002,18.029,20.797999999999998,23.834,32.877000000000002,28.646000000000001,32.834000000000003,36.81,2.5083000000000002,2.1778,2.4832000000000001,2.8736000000000002,0.19378000000000001,0.16882,0.19320999999999999,0.21637000000000001,16361,14260,16300,18253,4.5232000000000001E-2,3.9507E-2,4.5041999999999999E-2,5.0554000000000002E-2,937.19,785.42,928.64,1100.8,0.21539,0.18770999999999999,0.21445,0.24410000000000001,0.36443999999999999,0.31325999999999998,0.36329,0.41843000000000002,3.3351999999999999,2.9066000000000001,3.3347000000000002,3.7359,54.639000000000003,47.567999999999998,54.253999999999998,61.765000000000001,39.034999999999997,23.774999999999999,39.180999999999997,53.707000000000001,3682.4,3212.6,3667.5,4112,3585.4,3133.7,3572.8,4015.2,19.033000000000001,15.407,18.344999999999999,22.780999999999999,1396,1218.5999999999999,1392.8,1562.5,2.5005000000000002,2.1856,2.4942000000000002,2.7972000000000001,0.20194000000000001,0.17521999999999999,0.20107,0.22922999999999999,4.2271999999999998,3.6920999999999999,4.2176,4.7263000000000002,0.28133000000000002,0.24390000000000001,0.28047,0.31824000000000002,19243,16749,19078,21650,4.1757000000000002E-2,3.5823000000000001E-2,4.1376000000000003E-2,4.7562E-2,0.58294000000000001,0.47262999999999999,0.57999999999999996,0.69993000000000005,2.7439,2.3610000000000002,2.7261000000000002,3.1606999999999998]
[159.25,6.0878000000000002E-2,5.3275000000000003E-2,6.0676000000000001E-2,6.7906999999999995E-2,6.2180999999999997,4.7586000000000004,6.1185,7.8650000000000002,41941,37276,41892,46491,21.326000000000001,18.515000000000001,21.259,24.236000000000001,33.49,29.41,33.472999999999999,37.459000000000003,2.5510999999999999,2.2222,2.5325000000000002,2.9022000000000001,0.19761000000000001,0.17349999999999999,0.19724,0.22006999999999999,16674,14636,16618,18538,4.5817999999999998E-2,4.0198999999999999E-2,4.5695E-2,5.1048000000000003E-2,929.25,780.43,920.86,1087.2,0.21654999999999999,0.18942000000000001,0.21597,0.24456,0.36695,0.31788,0.36599999999999999,0.41977999999999999,3.4028999999999998,2.9941,3.4051999999999998,3.8121,55.381999999999998,48.573999999999998,54.966999999999999,62.457000000000001,39.045000000000002,23.774999999999999,39.189,53.704999999999998,3759,3299.8,3757.2,4195.8999999999996,3643.1,3199.4,3637,4060.6,19.187000000000001,15.79,18.518999999999998,22.712,1412.8,1241.0999999999999,1413.2,1573.2,2.5520999999999998,2.2439,2.5491999999999999,2.8504,0.20476,0.17846000000000001,0.20397999999999999,0.23055,4.3155000000000001,3.7883,4.3124000000000002,4.8277000000000001,0.28394999999999998,0.24806,0.28327000000000002,0.32019999999999998,19632,17247,19473,22019,4.1674000000000003E-2,3.5882999999999998E-2,4.1378999999999999E-2,4.7141000000000002E-2,0.56581000000000004,0.45909,0.56535000000000002,0.68010000000000004,2.7536,2.3828,2.7374999999999998,3.1640000000000001]
[160,6.0186000000000003E-2,5.2981E-2,5.9846000000000003E-2,6.8366999999999997E-2,6.2180999999999997,4.7586000000000004,6.1185,7.8650000000000002,41265,36720,41109,46789,20.931000000000001,18.143000000000001,20.792999999999999,23.911000000000001,32.915999999999997,29.074000000000002,32.771000000000001,37.277000000000001,2.5097,2.1705999999999999,2.4796,2.8822000000000001,0.19409000000000001,0.17121,0.19336,0.21942999999999999,16382,14486,16339,18534,4.5190000000000001E-2,3.9863000000000003E-2,4.4880999999999997E-2,5.1406E-2,927.39,776,912.48,1097.7,0.21471999999999999,0.18792,0.21401999999999999,0.24421999999999999,0.36364000000000002,0.31596000000000002,0.36168,0.41454000000000002,3.3410000000000002,2.9479000000000002,3.3313000000000001,3.7829000000000002,54.619,48.009,54.017000000000003,62.308,39.045000000000002,23.774999999999999,39.189,53.643000000000001,3689.5,3245.4,3679.6,4176.2,3586.7,3172,3578.6,4080.3,18.957999999999998,15.337999999999999,18.277999999999999,22.699000000000002,1394.5,1226.0999999999999,1384.2,1586.4,2.5051999999999999,2.2025999999999999,2.4969999999999999,2.8412999999999999,0.20186000000000001,0.17662,0.20079,0.23024,4.2354000000000003,3.7258,4.2206999999999999,4.7949999999999999,0.28077000000000002,0.24368999999999999,0.27907999999999999,0.32218999999999998,19271,17015,19184,21972,4.1516999999999998E-2,3.5734000000000002E-2,4.1342999999999998E-2,4.7434999999999998E-2,0.57391999999999999,0.46739000000000003,0.56645000000000001,0.68852999999999998,2.7288999999999999,2.3576999999999999,2.7111000000000001,3.1579999999999999]
[161.25,6.0643000000000002E-2,5.3476999999999997E-2,6.0220999999999997E-2,6.8420999999999996E-2,6.2180999999999997,4.7586000000000004,6.1185,7.8650000000000002,41757,37214,41408,46516,21.254999999999999,18.658999999999999,21.027999999999999,24.443000000000001,33.378,29.495999999999999,33.194000000000003,37.667000000000002,2.5415000000000001,2.1991999999999998,2.52,2.9174000000000002,0.19697000000000001,0.17373,0.19583,0.22195000000000001,16618,14628,16488,18760,4.5636000000000003E-2,4.0305000000000001E-2,4.5423999999999999E-2,5.1538E-2,921.6,769,904.41,1091.7,0.21579999999999999,0.18914,0.21365999999999999,0.24401,0.36654999999999999,0.31853999999999999,0.36501,0.41622999999999999,3.3917000000000002,3.0007999999999999,3.3748,3.8334000000000001,55.180999999999997,48.637999999999998,54.832999999999998,62.658999999999999,39.054000000000002,23.774999999999999,39.189,53.686,3747,3300.4,3715.5,4215.8,3630.7,3203.6,3614.7,4104.5,19.009,15.698,18.317,22.88,1407.6,1243.5,1401.4,1587.1,2.5438999999999998,2.2416999999999998,2.528,2.8614999999999999,0.20374999999999999,0.17756,0.20254,0.23119999999999999,4.3015999999999996,3.8035000000000001,4.2759999999999998,4.8391999999999999,0.28282000000000002,0.24768000000000001,0.28042,0.32045000000000001,19564,17256,19432,22114,4.1466000000000003E-2,3.5935000000000002E-2,4.1001999999999997E-2,4.7642999999999998E-2,0.56220999999999999,0.45695999999999998,0.55269000000000001,0.68503000000000003,2.7382,2.3618000000000001,2.7067000000000001,3.1366999999999998]
[161.583,6.0911E-2,5.3638999999999999E-2,6.0552000000000002E-2,6.8724999999999994E-2,6.2180999999999997,4.7586000000000004,6.1185,7.8650000000000002,41561,37018,41216,46285,21.053000000000001,18.457000000000001,20.911999999999999,23.847000000000001,33.154000000000003,29.399000000000001,33.073,37.152000000000001,2.5285000000000002,2.1873999999999998,2.4952000000000001,2.9005000000000001,0.19538,0.17294000000000001,0.19466,0.21892,16496,14581,16454,18540,4.5649000000000002E-2,4.0169999999999997E-2,4.5387999999999998E-2,5.1312999999999998E-2,946.6,799.45,928.98,1123.7,0.21782000000000001,0.19125,0.21629999999999999,0.24772,0.36915999999999999,0.32062000000000002,0.36748999999999998,0.41660000000000003,3.3618999999999999,2.9668999999999999,3.3551000000000002,3.7746,55.122,48.280999999999999,54.695999999999998,62.262999999999998,39.058999999999997,23.774999999999999,39.189,53.707000000000001,3712.3,3279.1,3705,4170.2,3617.6,3194.9,3603.4,4069.8,19.042999999999999,15.782,18.317,22.783999999999999,1409.4,1244.5999999999999,1400.9,1585.4,2.5207000000000002,2.2263000000000002,2.5129000000000001,2.8285999999999998,0.20343,0.17805000000000001,0.2014,0.22949,4.2610999999999999,3.7583000000000002,4.2484000000000002,4.7801999999999998,0.28425,0.24969,0.28122999999999998,0.32005,19388,17080,19367,21915,4.2277000000000002E-2,3.6646999999999999E-2,4.1889000000000003E-2,4.8597000000000001E-2,0.59258,0.47943000000000002,0.58379999999999999,0.71216999999999997,2.7713999999999999,2.3929,2.7450000000000001,3.1623000000000001]
[162.333,6.1377000000000001E-2,5.4110999999999999E-2,6.1047999999999998E-2,6.8824999999999997E-2,6.2180999999999997,4.7586000000000004,6.1185,7.8650000000000002,42090,37671,41774,46924,21.39,18.68,21.321000000000002,24.292000000000002,33.631,29.66,33.552999999999997,37.749000000000002,2.5621999999999998,2.2185000000000001,2.5272999999999999,2.9291999999999998,0.19835,0.17535000000000001,0.19792000000000001,0.22242999999999999,16740,14742,16718,18800,4.6119E-2,4.0621999999999998E-2,4.5904E-2,5.1848999999999999E-2,940.53,798.22,930.82,1112.8,0.21881999999999999,0.19137999999999999,0.21765000000000001,0.2462,0.37139,0.32179000000000002,0.36925999999999998,0.42197000000000001,3.4142000000000001,3.0112000000000001,3.4113000000000002,3.8243999999999998,55.65,48.91,55.201000000000001,63.037999999999997,39.064,23.774999999999999,39.189,53.707000000000001,3771.6,3330.5,3763.4,4236.1000000000004,3662.4,3230.1,3642.7,4112.8999999999996,19.146000000000001,15.859,18.350999999999999,22.902000000000001,1422.8,1250,1415.1,1597.2,2.5607000000000002,2.2610000000000001,2.5596000000000001,2.8740999999999999,0.20566000000000001,0.18012,0.20480000000000001,0.23136999999999999,4.3293999999999997,3.8245,4.3192000000000004,4.8575999999999997,0.28619,0.24994,0.2838,0.32180999999999998,19692,17357,19609,22261,4.2251999999999998E-2,3.6794E-2,4.2026000000000001E-2,4.8399999999999999E-2,0.58038000000000001,0.46894000000000002,0.57371000000000005,0.70182,2.7814000000000001,2.4070999999999998,2.7650000000000001,3.18]
[162.917,6.0155E-2,5.2209999999999999E-2,5.9749999999999998E-2,6.8520999999999999E-2,6.2180999999999997,4.7586000000000004,6.1185,7.8650000000000002,41123,36239,40939,46310,20.852,18.077000000000002,20.664999999999999,23.677,32.820999999999998,28.763000000000002,32.594999999999999,37.186,2.5024000000000002,2.1537000000000002,2.4756,2.8643000000000001,0.19348000000000001,0.16930000000000001,0.19242999999999999,0.21914,16332,14282,16207,18481,4.5129000000000002E-2,3.9044000000000002E-2,4.4769000000000003E-2,5.1278999999999998E-2,930.57,774.58,914.78,1093.2,0.21485000000000001,0.18634000000000001,0.21318000000000001,0.2457,0.36464000000000002,0.31256,0.36227999999999999,0.41755999999999999,3.3296000000000001,2.9047999999999998,3.3086000000000002,3.7682000000000002,54.468000000000004,47.186999999999998,54.094000000000001,61.968000000000004,39.061999999999998,23.774999999999999,39.189,53.707000000000001,3677.1,3205.5,3654.3,4164.5,3578.7,3132.6,3551.8,4054.1,18.774000000000001,15.417999999999999,17.981999999999999,22.716000000000001,1392.8,1207.3,1384.2,1580.4,2.4967999999999999,2.1783000000000001,2.4830999999999999,2.8256000000000001,0.20111999999999999,0.17394999999999999,0.19928999999999999,0.22866,4.2207999999999997,3.6728000000000001,4.1999000000000004,4.7747000000000002,0.28066000000000002,0.24312,0.27843000000000001,0.31962000000000002,19202,16697,19045,21677,4.1614999999999999E-2,3.5632999999999998E-2,4.1262E-2,4.7946999999999997E-2,0.57938000000000001,0.46156000000000003,0.57132000000000005,0.70589000000000002,2.7319,2.3332000000000002,2.7199,3.1573000000000002]
[163.917,6.0191000000000001E-2,5.2407000000000002E-2,5.9514999999999998E-2,6.8625000000000005E-2,6.2180999999999997,4.7586000000000004,6.1185,7.8650000000000002,41168,36212,40756,46587,20.853000000000002,18.052,20.649000000000001,23.754000000000001,32.825000000000003,28.747,32.476999999999997,37.246000000000002,2.5032000000000001,2.1774,2.4683999999999999,2.8754,0.19348000000000001,0.1694,0.19128000000000001,0.21973999999999999,16333,14340,16085,18512,4.5131999999999999E-2,3.9493E-2,4.4581999999999997E-2,5.1295E-2,933.19,782.24,917.9,1098.7,0.21482999999999999,0.18643000000000001,0.21287,0.24504000000000001,0.36452000000000001,0.31608000000000003,0.35943999999999998,0.42015999999999998,3.3298000000000001,2.9157000000000002,3.3006000000000002,3.7829999999999999,54.491,47.54,53.847000000000001,62.02,39.043999999999997,23.774999999999999,39.189,53.682000000000002,3677.1,3223.5,3628.8,4175.6000000000004,3579.6,3145.9,3540.8,4079.2,18.823,15.266,18.023,22.465,1393.5,1218.5,1376.3,1585.4,2.4967000000000001,2.1867999999999999,2.4697,2.8302999999999998,0.20125999999999999,0.17493,0.19893,0.22947000000000001,4.2206999999999999,3.6993,4.1787999999999998,4.7861000000000002,0.28081,0.24273,0.27823999999999999,0.32058999999999999,19201,16865,18896,21903,4.1681999999999997E-2,3.5728999999999997E-2,4.1286999999999997E-2,4.7972000000000001E-2,0.58101000000000003,0.46981000000000001,0.56994999999999996,0.70401000000000002,2.7336999999999998,2.3409,2.7054999999999998,3.1551999999999998]
[164.417,6.1697000000000002E-2,5.4297999999999999E-2,6.1053000000000003E-2,6.9491999999999998E-2,6.2180999999999997,4.7586000000000004,6.1185,7.8650000000000002,42161,37634,41769,47125,21.34,18.707999999999998,21.050999999999998,24.231000000000002,33.601999999999997,29.817,33.209000000000003,37.747,2.5632000000000001,2.2338,2.5232000000000001,2.9277000000000002,0.19803000000000001,0.17613000000000001,0.19571,0.22239,16718,14831,16516,18727,4.6228999999999999E-2,4.0758999999999997E-2,4.5664999999999997E-2,5.2049999999999999E-2,958.64,801.72,943.25,1122.3,0.22031999999999999,0.19355,0.21842,0.24911,0.37397000000000002,0.32677,0.36745,0.42854999999999999,3.4081000000000001,3.0209000000000001,3.3736000000000002,3.8290000000000002,55.805999999999997,49.136000000000003,55.155999999999999,62.966999999999999,39.064,23.774999999999999,39.189,53.707000000000001,3762.9,3351.4,3723.8,4226.8999999999996,3666,3244.2,3622.5,4121.1000000000004,19.21,15.782999999999999,18.530999999999999,22.776,1427.8,1256.9000000000001,1408.6,1607.7,2.5550999999999999,2.2686999999999999,2.5293999999999999,2.8734000000000002,0.20607,0.18076999999999999,0.20408000000000001,0.23224,4.3192000000000004,3.8382000000000001,4.2770999999999999,4.8630000000000004,0.28771999999999998,0.25294,0.28637000000000001,0.32385999999999998,19645,17458,19423,22133,4.2797000000000002E-2,3.7199000000000003E-2,4.2465999999999997E-2,4.9068000000000001E-2,0.59884000000000004,0.48043000000000002,0.59145999999999999,0.72931000000000001,2.8020999999999998,2.4358,2.7785000000000002,3.2210000000000001]
[164.833,6.0225000000000001E-2,5.2990000000000002E-2,5.9463000000000002E-2,6.8275000000000002E-2,6.2180999999999997,4.7586000000000004,6.1185,7.8650000000000002,41172,36600,40839,46355,20.846,18.187999999999999,20.498000000000001,23.939,32.816000000000003,29.125,32.363999999999997,37.433999999999997,2.5032000000000001,2.1743000000000001,2.4691999999999998,2.8633000000000002,0.19341,0.17169000000000001,0.19073999999999999,0.22056000000000001,16327,14487,16139,18536,4.5130999999999998E-2,3.9843000000000003E-2,4.4477999999999997E-2,5.1142E-2,935.74,778.66,925.27,1104.2,0.21496000000000001,0.18878,0.21307000000000001,0.24553,0.3649,0.31568000000000002,0.36141000000000001,0.41707,3.3285999999999998,2.9597000000000002,3.2911000000000001,3.8003,54.494999999999997,47.905000000000001,53.698999999999998,61.569000000000003,39.046999999999997,23.774999999999999,39.180999999999997,53.643000000000001,3675.3,3261.5,3624.8,4190.6000000000004,3579.6,3173.6,3529.1,4072.5,18.716999999999999,15.387,17.977,22.140999999999998,1393.9,1229.7,1373.7,1580.9,2.4956,2.2193999999999998,2.4622999999999999,2.8555999999999999,0.20129,0.17679,0.19903999999999999,0.22931000000000001,4.2187000000000001,3.7507999999999999,4.1615000000000002,4.8156999999999996,0.28089999999999998,0.2462,0.27739000000000003,0.31807999999999997,19188,16935,18912,21845,4.1753999999999999E-2,3.6122000000000001E-2,4.1172E-2,4.8273999999999997E-2,0.58335000000000004,0.47227999999999998,0.57303000000000004,0.71194000000000002,2.7345999999999999,2.3639000000000001,2.6937000000000002,3.1686999999999999]
[165.583,6.1142000000000002E-2,5.3992999999999999E-2,6.0491000000000003E-2,6.9222000000000006E-2,6.2180999999999997,4.7586000000000004,6.1185,7.8650000000000002,41719,37221,41376,46836,21.11,18.577000000000002,20.881,24.04,33.250999999999998,29.515999999999998,32.883000000000003,37.454000000000001,2.5373999999999999,2.2120000000000002,2.5114999999999998,2.8948,0.19592999999999999,0.17337,0.19342000000000001,0.22086,16541,14665,16325,18608,4.5783999999999998E-2,4.0648999999999998E-2,4.5255999999999998E-2,5.1513999999999997E-2,952.44,796.56,940.22,1122.0999999999999,0.21842,0.19020000000000001,0.21595,0.24743000000000001,0.37025000000000002,0.32074999999999998,0.36447000000000002,0.42281000000000002,3.3717999999999999,2.9918,3.3296000000000001,3.8073999999999999,55.225000000000001,48.960999999999999,54.59,62.536999999999999,39.061999999999998,23.774999999999999,39.189,53.707000000000001,3722.3,3294.7,3675.1,4187.5,3628.2,3232.6,3593.4,4094.6,19.076000000000001,15.722,18.312999999999999,22.832000000000001,1414.2,1255.3,1397.4,1596.7,2.5276000000000001,2.2347999999999999,2.4954999999999998,2.8475000000000001,0.20430000000000001,0.18059,0.20102999999999999,0.23354,4.2725,3.7856999999999998,4.2168999999999999,4.8128000000000002,0.28517999999999999,0.25186999999999998,0.28177000000000002,0.3216,19442,17220,19236,22020,4.2442000000000001E-2,3.6767000000000001E-2,4.1860000000000001E-2,4.8779999999999997E-2,0.59706999999999999,0.48379,0.58581000000000005,0.7258,2.78,2.4100999999999999,2.7433000000000001,3.19]
[166.833,6.0381999999999998E-2,5.3171000000000003E-2,5.9789000000000002E-2,6.8220000000000003E-2,6.2180999999999997,4.7586000000000004,6.1185,7.8650000000000002,41257,36518,40934,46324,20.870999999999999,18.242999999999999,20.541,23.88,32.871000000000002,28.956,32.433999999999997,37.075000000000003,2.5072999999999999,2.1779000000000002,2.4843999999999999,2.8721000000000001,0.19372,0.17044999999999999,0.19142999999999999,0.21879000000000001,16354,14387,16149,18399,4.5242999999999998E-2,3.9848000000000001E-2,4.4705000000000002E-2,5.0962E-2,938.42,782.08,925.4,1108.0999999999999,0.21554999999999999,0.18851000000000001,0.21399000000000001,0.24432000000000001,0.36515999999999998,0.31420999999999999,0.36231000000000002,0.41924,3.3342000000000001,2.9384000000000001,3.2936999999999999,3.7694999999999999,54.555999999999997,47.865000000000002,54.064999999999998,61.790999999999997,39.055,23.774999999999999,39.189,53.707000000000001,3680.7,3240.7,3634.7,4148.5,3586,3158.6,3538.3,4044.3,18.756,15.362,18.132000000000001,22.614000000000001,1397,1234.5,1382,1577.4,2.4992999999999999,2.1987000000000001,2.4714999999999998,2.8144,0.20199,0.17635999999999999,0.20016,0.23078000000000001,4.2248999999999999,3.7223000000000002,4.1703000000000001,4.7651000000000003,0.28186,0.24712000000000001,0.27847,0.31946000000000002,19239,16749,19005,21727,4.1867000000000001E-2,3.6088000000000002E-2,4.1362000000000003E-2,4.8226999999999999E-2,0.58709,0.47436,0.57928000000000002,0.71472999999999998,2.7435999999999998,2.3759000000000001,2.7151000000000001,3.1634000000000002]
[167.167,6.0617999999999998E-2,5.3383E-2,6.0104999999999999E-2,6.8058999999999995E-2,6.2180999999999997,4.7586000000000004,6.1185,7.8650000000000002,41675,37069,41398,46643,21.149000000000001,18.547999999999998,20.879000000000001,24.132000000000001,33.247,29.474,32.844000000000001,37.299999999999997,2.5329999999999999,2.2138,2.5121000000000002,2.8948999999999998,0.19611999999999999,0.17327999999999999,0.19394,0.22015000000000001,16548,14600,16394,18529,4.555E-2,4.0266999999999997E-2,4.5143000000000003E-2,5.1149E-2,928.3,776.92,915.25,1095.7,0.2157,0.18905,0.21443999999999999,0.24379000000000001,0.36577999999999999,0.31617000000000001,0.36381999999999998,0.41866999999999999,3.3767999999999998,2.988,3.3412999999999999,3.7938000000000001,54.951000000000001,48.470999999999997,54.546999999999997,61.978999999999999,39.055,23.774999999999999,39.189,53.707000000000001,3729.4,3289.5,3694.5,4179.5,3619.6,3197,3573.3,4067.7,18.829000000000001,15.537000000000001,18.22,22.513999999999999,1405.5,1246.0999999999999,1390.6,1579.3,2.5320999999999998,2.2364999999999999,2.5059,2.839,0.20352999999999999,0.17813999999999999,0.20191999999999999,0.23211999999999999,4.2811000000000003,3.7869999999999999,4.2327000000000004,4.8030999999999997,0.28292,0.2485,0.27995999999999999,0.32057999999999998,19485,17063,19304,21948,4.1639000000000002E-2,3.6126999999999999E-2,4.122E-2,4.7743000000000001E-2,0.57074000000000003,0.4622,0.56376000000000004,0.69616,2.7406999999999999,2.3757000000000001,2.7168000000000001,3.1499000000000001]
[167.583,6.1131999999999999E-2,5.3811999999999999E-2,6.0553999999999997E-2,6.8833000000000005E-2,6.2180999999999997,4.7586000000000004,6.1185,7.8650000000000002,41720,37009,41308,46618,21.085999999999999,18.466000000000001,20.879000000000001,24.077000000000002,33.222999999999999,29.326000000000001,33.037999999999997,37.348999999999997,2.5343,2.2124000000000001,2.5179999999999998,2.8632,0.19575000000000001,0.17302999999999999,0.19505,0.21973999999999999,16528,14559,16423,18561,4.5776999999999998E-2,4.0357999999999998E-2,4.5464999999999998E-2,5.1388999999999997E-2,954.27,802.63,944.95,1119,0.21837000000000001,0.19101000000000001,0.21687000000000001,0.24604000000000001,0.36982999999999999,0.31902999999999998,0.36725999999999998,0.42279,3.3689,2.9740000000000002,3.3498000000000001,3.7957999999999998,55.192,48.253,54.755000000000003,62.718000000000004,39.061999999999998,23.774999999999999,39.189,53.707000000000001,3718.6,3282.7,3704.3,4176.3,3626,3195.6,3599.7,4072.8,18.972000000000001,15.593,18.314,23.213000000000001,1413.7,1248.4000000000001,1399,1591.7,2.5251000000000001,2.2320000000000002,2.5145,2.8355000000000001,0.20468,0.17927999999999999,0.20222000000000001,0.23299,4.2683,3.7763,4.2522000000000002,4.7933000000000003,0.28552,0.25172,0.28281000000000001,0.32390999999999998,19430,17042,19359,21931,4.2504E-2,3.6538000000000001E-2,4.2278999999999997E-2,4.8676999999999998E-2,0.59852000000000005,0.48046,0.59072999999999998,0.72726000000000002,2.7793999999999999,2.4207000000000001,2.7547999999999999,3.2097000000000002]
[168.75,6.0419E-2,5.3348E-2,6.0018000000000002E-2,6.8082000000000004E-2,6.2180999999999997,4.7586000000000004,6.1185,7.8650000000000002,41315,36583,41097,46453,20.891999999999999,18.234999999999999,20.698,23.821000000000002,32.899000000000001,28.937000000000001,32.694000000000003,36.814,2.5089999999999999,2.1821000000000002,2.4838,2.8889,0.19389000000000001,0.17080000000000001,0.19206999999999999,0.21751000000000001,16369,14391,16217,18364,4.5282000000000003E-2,3.9847E-2,4.4993999999999999E-2,5.1076000000000003E-2,941.13,788.12,927.44,1118.2,0.21575,0.18969,0.21482999999999999,0.24348,0.36615999999999999,0.31802999999999998,0.36392999999999998,0.42159000000000002,3.3374000000000001,2.9310999999999998,3.3155999999999999,3.7484999999999999,54.606999999999999,47.677,53.935000000000002,62.171999999999997,39.036999999999999,23.774999999999999,39.189,53.603999999999999,3683.9,3230.8,3649.4,4146.8,3588.9,3157.7,3563.8,4016.1,18.693000000000001,15.284000000000001,18.119,22.965,1398,1231,1392.4,1575.8,2.5015999999999998,2.1956000000000002,2.4788000000000001,2.8033999999999999,0.20235,0.17638000000000001,0.20044000000000001,0.23116999999999999,4.2286999999999999,3.7107999999999999,4.1900000000000004,4.7397,0.28211000000000003,0.24734999999999999,0.2787,0.31744,19242,16911,19102,21710,4.1918999999999998E-2,3.6347999999999998E-2,4.1632000000000002E-2,4.7647000000000002E-2,0.58682000000000001,0.47541,0.57755999999999996,0.71121000000000001,2.7427000000000001,2.3786999999999998,2.7168000000000001,3.16]
[169.5,6.1255999999999998E-2,5.4221999999999999E-2,6.0714999999999998E-2,6.8812999999999999E-2,6.2180999999999997,4.7586000000000004,6.1185,7.8650000000000002,41807,37267,41475,46709,21.128,18.541,20.902999999999999,23.934000000000001,33.284999999999997,29.515000000000001,33.097999999999999,37.398000000000003,2.5385,2.2351000000000001,2.5114000000000001,2.8847,0.19611000000000001,0.17373,0.19503000000000001,0.22026000000000001,16559,14707,16455,18564,4.5862E-2,4.0604000000000001E-2,4.5509000000000001E-2,5.1501999999999999E-2,957.8,805.42,942.75,1143,0.21909000000000001,0.19270000000000001,0.21754000000000001,0.24731,0.37169999999999997,0.32246000000000002,0.36986999999999998,0.42563000000000001,3.3751000000000002,2.9841000000000002,3.3428,3.7957000000000001,55.387999999999998,48.683,54.906999999999996,62.475000000000001,39.064,23.774999999999999,39.189,53.707000000000001,3725.3,3295.1,3701.7,4175.3999999999996,3633.2,3228.3,3601.8,4087.9,18.975000000000001,15.55,18.361000000000001,22.951000000000001,1416.6,1257.7,1405.9,1593.5,2.5297000000000001,2.2330999999999999,2.5127000000000002,2.8357000000000001,0.20494000000000001,0.17996000000000001,0.20288999999999999,0.23302,4.2760999999999996,3.7738,4.2460000000000004,4.7983000000000002,0.28605000000000003,0.25031999999999999,0.28399999999999997,0.32593,19456,17130,19364,21979,4.2608E-2,3.712E-2,4.2199E-2,4.8415E-2,0.60016000000000003,0.48792999999999997,0.59169000000000005,0.72697999999999996,2.7860999999999998,2.4035000000000002,2.7603,3.1835]
[170,6.0146999999999999E-2,5.3074999999999997E-2,5.9632999999999999E-2,6.8464999999999998E-2,6.2180999999999997,4.7586000000000004,6.1185,7.8650000000000002,41241,36422,40843,46358,20.884,18.195,20.626999999999999,23.997,32.856000000000002,28.853000000000002,32.598999999999997,37.134,2.5044,2.17,2.4813999999999998,2.8757000000000001,0.19370999999999999,0.17011999999999999,0.19236,0.21925,16350,14354,16211,18409,4.5123999999999997E-2,3.9631E-2,4.4778999999999999E-2,5.1177E-2,930.51,780.57,913.37,1105.4000000000001,0.21456,0.18776000000000001,0.21349000000000001,0.24431,0.36443999999999999,0.31272,0.36148999999999998,0.42092000000000002,3.3349000000000002,2.9243999999999999,3.3086000000000002,3.7770000000000001,54.540999999999997,47.747,54.183,61.932000000000002,39.042999999999999,23.774999999999999,39.189,53.643000000000001,3681.9,3229.6,3656.6,4161.1000000000004,3581.1,3145.2,3553.8,4049.2,18.663,15.15,18.152000000000001,22.465,1393.1,1226.5999999999999,1379.5,1578.8,2.5001000000000002,2.1918000000000002,2.4807999999999999,2.8249,0.20169999999999999,0.17624000000000001,0.19988,0.23002,4.2264999999999997,3.7071999999999998,4.1940999999999997,4.7773000000000003,0.28069,0.24429000000000001,0.27933000000000002,0.32108999999999999,19224,16768,19093,21779,4.1563000000000003E-2,3.6032000000000002E-2,4.1272999999999997E-2,4.7556000000000001E-2,0.57628999999999997,0.46797,0.56596999999999997,0.69516,2.7269000000000001,2.3464,2.7191000000000001,3.1274999999999999]
[170.417,6.1678999999999998E-2,5.4505999999999999E-2,6.1663000000000003E-2,6.9471000000000005E-2,6.2180999999999997,4.7586000000000004,6.1185,7.8650000000000002,42157,37424,41839,47120,21.318000000000001,18.667999999999999,21.094000000000001,24.414999999999999,33.57,29.663,33.432000000000002,37.720999999999997,2.5596999999999999,2.2370999999999999,2.5379999999999998,2.9176000000000002,0.19782,0.17488000000000001,0.19722000000000001,0.22209999999999999,16701,14754,16650,18696,4.6210000000000001E-2,4.0851999999999999E-2,4.6052000000000003E-2,5.1901999999999997E-2,960.47,803.91,944.05,1136.0999999999999,0.22037000000000001,0.19273000000000001,0.2195,0.24878,0.37456,0.32274999999999998,0.37168000000000001,0.43203999999999998,3.4051999999999998,3.0118,3.3904999999999998,3.8323999999999998,55.844999999999999,48.988999999999997,55.781999999999996,63.378999999999998,39.064,23.774999999999999,39.189,53.707000000000001,3758.6,3324.5,3747,4218.3999999999996,3662.6,3233.1,3655.2,4119,19.131,15.698,18.600999999999999,23.178000000000001,1427,1263.4000000000001,1424.2,1602.5,2.5522,2.2551999999999999,2.5478999999999998,2.8660999999999999,0.20655999999999999,0.18106,0.20454,0.23436000000000001,4.3144,3.8079000000000001,4.3095999999999997,4.8461999999999996,0.28771999999999998,0.25195000000000001,0.28736,0.32766000000000001,19627,17258,19518,22150,4.2819999999999997E-2,3.7032000000000002E-2,4.2675999999999999E-2,4.895E-2,0.60024999999999995,0.48499999999999999,0.59316999999999998,0.72565999999999997,2.8031000000000001,2.4279999999999999,2.7877000000000001,3.1964000000000001]
[171.5,6.1262999999999998E-2,5.3931E-2,6.0981E-2,6.8855E-2,6.2180999999999997,4.7586000000000004,6.1185,7.8650000000000002,41817,36919,41530,47134,21.122,18.335000000000001,21.08,24.215,33.277000000000001,29.295999999999999,33.049999999999997,37.494999999999997,2.5381,2.2010999999999998,2.5108000000000001,2.9079000000000002,0.19605,0.17219999999999999,0.19509000000000001,0.22090000000000001,16554,14514,16441,18624,4.5884000000000001E-2,4.0356000000000003E-2,4.5513999999999999E-2,5.1413E-2,957.04,801.36,943.33,1127.8,0.21915999999999999,0.19109000000000001,0.21867,0.24912999999999999,0.37268000000000001,0.31906000000000001,0.36953000000000003,0.42770000000000002,3.3742999999999999,2.9655,3.3534000000000002,3.8189000000000002,55.488999999999997,48.597999999999999,54.999000000000002,63.03,39.064,23.774999999999999,39.189,53.707000000000001,3724.1,3269.6,3703.9,4206.3,3632.3,3202.9,3610.1,4086,19.062000000000001,15.346,18.553000000000001,23.545999999999999,1416.6,1243.3,1405.9,1589.5,2.5289000000000001,2.2241,2.5125000000000002,2.8517999999999999,0.20530999999999999,0.17860000000000001,0.20397999999999999,0.23347000000000001,4.2747000000000002,3.76,4.2472000000000003,4.8236999999999997,0.28563,0.24732999999999999,0.28495999999999999,0.32507000000000003,19448,17040,19326,21979,4.2659999999999997E-2,3.6595999999999997E-2,4.2431000000000003E-2,4.8941999999999999E-2,0.60118000000000005,0.48636000000000001,0.59258999999999995,0.73129999999999995,2.7862,2.4142999999999999,2.7706,3.1802000000000001]
[172,6.0337000000000002E-2,5.2456999999999997E-2,6.0287E-2,6.8470000000000003E-2,6.2180999999999997,4.7586000000000004,6.1185,7.8650000000000002,41393,36517,41143,46746,20.946000000000002,18.143999999999998,20.885000000000002,23.94,32.954000000000001,28.78,32.78,37.289000000000001,2.5127000000000002,2.1717,2.4742999999999999,2.9142000000000001,0.19428000000000001,0.16974,0.1933,0.22020000000000001,16398,14329,16284,18605,4.5296000000000003E-2,3.9510000000000003E-2,4.5206000000000003E-2,5.1353000000000003E-2,932.81,781.06,923.28,1103.3,0.21534,0.18609999999999999,0.21567,0.24428,0.36626999999999998,0.31289,0.36470999999999998,0.42473,3.3447,2.9146999999999998,3.3256000000000001,3.7886000000000002,54.795000000000002,47.47,54.466999999999999,62.398000000000003,39.052999999999997,23.774999999999999,39.189,53.707000000000001,3692.6,3224.3,3666.1,4193.7,3591.9,3126.1,3573.8,4077,18.791,15.071999999999999,18.314,22.821000000000002,1397.4,1213.3,1393.6,1581.5,2.5072999999999999,2.1838000000000002,2.4914999999999998,2.84,0.20275000000000001,0.17574999999999999,0.20208999999999999,0.23080999999999999,4.2388000000000003,3.6909000000000001,4.2182000000000004,4.8014000000000001,0.28138000000000002,0.24328,0.28064,0.32073000000000002,19276,16837,19125,22065,4.1738999999999998E-2,3.5570999999999998E-2,4.1554000000000001E-2,4.7764000000000001E-2,0.57862000000000002,0.46790999999999999,0.56904999999999994,0.70772000000000002,2.7336999999999998,2.3424999999999998,2.7198000000000002,3.1242999999999999]
[172.75,6.0255000000000003E-2,5.2697000000000001E-2,6.0010000000000001E-2,6.8131999999999998E-2,6.2180999999999997,4.7586000000000004,6.1185,7.8650000000000002,41211,36320,40894,46086,20.843,17.995999999999999,20.72,23.808,32.819000000000003,28.654,32.698999999999998,37.21,2.5034000000000001,2.1562999999999999,2.4741,2.9009,0.19342000000000001,0.16918,0.19275,0.21926000000000001,16328,14272,16257,18512,4.5180999999999999E-2,3.9591000000000001E-2,4.4999999999999998E-2,5.0969E-2,936.61,785.16,924.87,1111.2,0.21535000000000001,0.18764,0.21456,0.24540000000000001,0.36627999999999999,0.31481999999999999,0.36430000000000001,0.42201,3.3292000000000002,2.9047999999999998,3.3227000000000002,3.7633999999999999,54.661000000000001,47.347999999999999,54.454000000000001,62.03,39.033999999999999,23.774999999999999,39.180999999999997,53.707000000000001,3675.3,3203.7,3659.6,4178.5,3579.7,3143.7,3572.9,4049.6,18.859000000000002,15.06,18.309000000000001,22.722000000000001,1394.3,1221.4000000000001,1389,1574.7,2.4956,2.1751,2.4897999999999998,2.8313000000000001,0.20218,0.17695,0.20188,0.23072999999999999,4.2186000000000003,3.6804000000000001,4.2055999999999996,4.7828999999999997,0.28086,0.24515999999999999,0.27837000000000001,0.32064999999999999,19187,16765,19009,21821,4.1771999999999997E-2,3.6141E-2,4.1667999999999997E-2,4.7773999999999997E-2,0.58460999999999996,0.46951999999999999,0.57564000000000004,0.71460999999999997,2.7383999999999999,2.3685999999999998,2.7309999999999999,3.1223999999999998]
[173.167,6.0304000000000003E-2,5.2571E-2,6.0047999999999997E-2,6.8033999999999997E-2,6.2180999999999997,4.7586000000000004,6.1185,7.8650000000000002,41519,36645,41249,46385,21.068999999999999,18.23,20.954000000000001,23.965,33.107999999999997,28.998000000000001,33.049999999999997,37.268000000000001,2.5226000000000002,2.1787000000000001,2.4990000000000001,2.9047999999999998,0.19531999999999999,0.17077999999999999,0.1946,0.22045999999999999,16480,14423,16402,18587,4.5356E-2,3.9687E-2,4.5123999999999997E-2,5.1069000000000003E-2,922.7,774.67,908.28,1098.7,0.21478,0.18651999999999999,0.21446000000000001,0.24528,0.36580000000000001,0.31313000000000002,0.36568000000000001,0.42115000000000002,3.3633000000000002,2.9416000000000002,3.36,3.7944,54.892000000000003,47.875,54.499000000000002,62.081000000000003,39.048999999999999,23.774999999999999,39.180999999999997,53.707000000000001,3714.6,3248.9,3696.6,4199.8999999999996,3603.5,3154.5,3595,4057.9,18.872,15.090999999999999,18.303999999999998,22.702999999999999,1398.6,1219.8,1394,1577.8,2.5219999999999998,2.2037,2.5112999999999999,2.8466999999999998,0.20308999999999999,0.17702999999999999,0.20243,0.23116,4.2641999999999998,3.7311000000000001,4.2473999999999998,4.8099999999999996,0.28106999999999999,0.24718999999999999,0.27794999999999997,0.32033,19385,17027,19213,21889,4.1384999999999998E-2,3.5853999999999997E-2,4.1293000000000003E-2,4.7386999999999999E-2,0.56533,0.45656000000000002,0.55667999999999995,0.68630000000000002,2.7273999999999998,2.3492000000000002,2.7288999999999999,3.1067]
[174.333,6.1571000000000001E-2,5.3904000000000001E-2,6.0923999999999999E-2,6.9695999999999994E-2,6.2180999999999997,4.7586000000000004,6.1185,7.8650000000000002,42225,37605,42057,46938,21.422999999999998,18.701000000000001,21.297999999999998,24.451000000000001,33.691000000000003,29.544,33.546999999999997,37.933,2.5674999999999999,2.1966000000000001,2.5581999999999998,2.9500999999999999,0.19867000000000001,0.17419000000000001,0.19757,0.22353000000000001,16768,14666,16662,18903,4.6238000000000001E-2,4.0474000000000003E-2,4.5860999999999999E-2,5.2144999999999997E-2,951.13,792.97,940.66,1120.3,0.21981999999999999,0.19023000000000001,0.21783,0.25079000000000001,0.37370999999999999,0.31909999999999999,0.37135000000000001,0.42854999999999999,3.4205000000000001,2.9817,3.4074,3.8532999999999999,55.957999999999998,48.625999999999998,55.52,63.633000000000003,39.061,23.774999999999999,39.189,53.686,3777.1,3305.3,3758.9,4253.2,3670.2,3207.2,3642.9,4126.1000000000004,19.148,15.403,18.692,22.812999999999999,1426.6,1248.9000000000001,1414.7,1609.3,2.5644999999999998,2.2408000000000001,2.5533999999999999,2.8885000000000001,0.20702000000000001,0.18006,0.20599000000000001,0.23654,4.3357000000000001,3.7902999999999998,4.3146000000000004,4.8879000000000001,0.28710999999999998,0.25019999999999998,0.28597,0.32624999999999998,19713,17227,19556,22317,4.2419999999999999E-2,3.6643000000000002E-2,4.2347000000000003E-2,4.8556000000000002E-2,0.58560999999999996,0.47516999999999998,0.57582,0.71348,2.7972999999999999,2.4127999999999998,2.7658,3.2393999999999998]
[174.667,6.0983999999999997E-2,5.2915999999999998E-2,6.0678999999999997E-2,6.8834000000000006E-2,6.2180999999999997,4.7586000000000004,6.1185,7.8650000000000002,41654,36542,41534,46540,21.074999999999999,18.247,20.97,24.050999999999998,33.188000000000002,28.869,33.01,37.497,2.5314999999999999,2.1518999999999999,2.5091000000000001,2.9102999999999999,0.19558,0.16982,0.19425000000000001,0.22075,16514,14300,16411,18606,4.5687999999999999E-2,3.9819E-2,4.5497999999999997E-2,5.1411999999999999E-2,953.73,783,943.44,1135.4000000000001,0.21826000000000001,0.18718000000000001,0.21740999999999999,0.24848000000000001,0.37058000000000002,0.31745000000000001,0.36779000000000001,0.42777999999999999,3.3658999999999999,2.9167999999999998,3.347,3.8106,55.3,48.125,54.753,62.941000000000003,39.061,23.774999999999999,39.189,53.707000000000001,3716,3221,3697.1,4199.8999999999996,3620.8,3149.2,3597.9,4072,19.036999999999999,15.182,18.454999999999998,23.151,1410.8,1223,1403.5,1592.8,2.5232000000000001,2.1861000000000002,2.5097,2.8532000000000002,0.20449999999999999,0.17641000000000001,0.20261000000000001,0.23289000000000001,4.2652999999999999,3.6953,4.2460000000000004,4.8339999999999996,0.28459000000000001,0.24690000000000001,0.28367999999999999,0.32407000000000002,19400,16849,19293,22007,4.2299000000000003E-2,3.6351000000000001E-2,4.2171E-2,4.8711999999999998E-2,0.59372000000000003,0.47828999999999999,0.58518000000000003,0.72638000000000003,2.7774000000000001,2.3839999999999999,2.7568000000000001,3.1922000000000001]
[175.917,6.0456000000000003E-2,5.1915000000000003E-2,6.0295000000000001E-2,6.9310999999999998E-2,6.2180999999999997,4.7586000000000004,6.1185,7.8650000000000002,41399,36290,41204,47229,20.969000000000001,17.956,20.931000000000001,24.215,32.994,28.725000000000001,32.872999999999998,37.601999999999997,2.5156000000000001,2.1488,2.5005999999999999,2.9003999999999999,0.19450000000000001,0.16933000000000001,0.19411,0.22161,16418,14265,16412,18709,4.5325999999999998E-2,3.9312E-2,4.5248999999999998E-2,5.1929999999999997E-2,940.95,774.94,934.7,1119.4000000000001,0.21621000000000001,0.18540000000000001,0.21571000000000001,0.24870999999999999,0.36676999999999998,0.31319000000000002,0.36481999999999998,0.42399999999999999,3.3479000000000001,2.9079999999999999,3.3334999999999999,3.8199000000000001,54.896000000000001,47.348999999999997,54.594999999999999,62.933999999999997,39.06,23.774999999999999,39.189,53.707000000000001,3696.8,3218.9,3685.9,4201.2,3597.6,3116.1,3590.1,4103.6000000000004,18.831,15.214,18.181999999999999,22.934999999999999,1399.8,1207.4000000000001,1395,1606.3,2.5099999999999998,2.1829000000000001,2.5036,2.8517000000000001,0.20275000000000001,0.17468,0.20261000000000001,0.23116999999999999,4.2431999999999999,3.6865000000000001,4.2291999999999996,4.8339999999999996,0.28226000000000001,0.24177000000000001,0.28127999999999997,0.32240999999999997,19290,16782,19244,22045,4.1792999999999997E-2,3.5598999999999999E-2,4.1577000000000003E-2,4.8666000000000001E-2,0.58162000000000003,0.46783999999999998,0.57543,0.70889000000000002,2.7492999999999999,2.3302,2.7389000000000001,3.1674000000000002]
[176,6.0417999999999999E-2,5.1885000000000001E-2,6.0200999999999998E-2,6.9153000000000006E-2,6.2180999999999997,4.7586000000000004,6.1185,7.8650000000000002,41440,36351,41223,47204,21.004999999999999,18.006,20.956,24.202999999999999,33.034999999999997,28.777999999999999,32.965000000000003,37.539000000000001,2.5182000000000002,2.1514000000000002,2.5030000000000001,2.9011999999999998,0.19478999999999999,0.16974,0.19436,0.22165000000000001,16440,14291,16452,18702,4.5331000000000003E-2,3.9285E-2,4.5242999999999998E-2,5.1862999999999999E-2,936.77,771.89,931.21,1112.9000000000001,0.21590999999999999,0.18528,0.21548999999999999,0.24865000000000001,0.36632999999999999,0.31311,0.36469000000000001,0.42263000000000001,3.3532000000000002,2.9119000000000002,3.3389000000000002,3.8191000000000002,54.908999999999999,47.375,54.584000000000003,62.899000000000001,39.06,23.774999999999999,39.189,53.707000000000001,3703.1,3230.7,3697,4203.3999999999996,3600.2,3120.2,3594.1,4102.1000000000004,18.818999999999999,15.22,18.158000000000001,22.896000000000001,1399.7,1208,1394.3,1606,2.5142000000000002,2.1863000000000001,2.5089999999999999,2.8515999999999999,0.20280000000000001,0.17469000000000001,0.20282,0.23097000000000001,4.2504999999999997,3.6949999999999998,4.2409999999999997,4.8335999999999997,0.28208,0.24168999999999999,0.28127000000000002,0.32161000000000001,19321,16823,19273,22033,4.1668999999999998E-2,3.5534000000000003E-2,4.1513000000000001E-2,4.8548000000000001E-2,0.57664000000000004,0.46342,0.56986999999999999,0.70121,2.7443,2.3304999999999998,2.7364999999999999,3.1646999999999998]
[177.083,6.0595999999999997E-2,5.2401999999999997E-2,6.0594000000000002E-2,6.9039000000000003E-2,6.2180999999999997,4.7586000000000004,6.1185,7.8650000000000002,41625,36614,41517,46963,21.125,18.077000000000002,20.975999999999999,24.26,33.207000000000001,28.855,33.137999999999998,37.630000000000003,2.5312000000000001,2.1425000000000001,2.5139,2.9011,0.19585,0.17011000000000001,0.19539000000000001,0.22228999999999999,16529,14404,16497,18751,4.5506999999999999E-2,3.9433999999999997E-2,4.5379000000000003E-2,5.1727000000000002E-2,935.88,766.04,932.64,1109.5,0.21636,0.18593999999999999,0.21573999999999999,0.24776000000000001,0.36668000000000001,0.31239,0.36475999999999997,0.42176000000000002,3.3723000000000001,2.9186999999999999,3.3675000000000002,3.8241999999999998,55.140999999999998,47.548000000000002,54.96,62.883000000000003,39.045999999999999,23.774999999999999,39.189,53.707000000000001,3724.1,3244.8,3716.3,4236.8999999999996,3616.8,3142.5,3618.6,4087.9,19.05,15.218,18.43,22.942,1404.7,1218.0999999999999,1403,1597.8,2.5285000000000002,2.1991000000000001,2.5236000000000001,2.8757000000000001,0.20358999999999999,0.17632999999999999,0.20418,0.23227,4.2750000000000004,3.7168999999999999,4.2675999999999998,4.8571999999999997,0.28249000000000002,0.24409,0.28231000000000001,0.32295000000000001,19429,16900,19314,21958,4.1688000000000003E-2,3.5450000000000002E-2,4.1503999999999999E-2,4.7965000000000001E-2,0.57277999999999996,0.46115,0.57393000000000005,0.68822000000000005,2.7494000000000001,2.3527,2.7349999999999999,3.1764999999999999]
[177.583,6.1311999999999998E-2,5.3040999999999998E-2,6.1240000000000003E-2,6.9383E-2,6.2180999999999997,4.7586000000000004,6.1185,7.8650000000000002,41841,36902,41653,46945,21.184000000000001,18.289000000000001,21.087,24.24,33.357999999999997,29.106000000000002,33.378999999999998,37.548000000000002,2.5442999999999998,2.1812,2.5289000000000001,2.9323000000000001,0.19656999999999999,0.17136999999999999,0.19589999999999999,0.22112999999999999,16597,14462,16523,18641,4.5907999999999997E-2,4.0016999999999997E-2,4.5766000000000001E-2,5.1721000000000003E-2,958.74,793.16,951.06,1148.4000000000001,0.21945000000000001,0.18773000000000001,0.22042,0.24989,0.37171999999999999,0.31988,0.37197000000000002,0.42455999999999999,3.3831000000000002,2.9670000000000001,3.3896999999999999,3.8224999999999998,55.591999999999999,47.982999999999997,55.225000000000001,63.161999999999999,39.064,23.774999999999999,39.189,53.707000000000001,3734.8,3264.2,3722.6,4207.8,3639.7,3173,3635.9,4095.6,19.277000000000001,15.567,18.524000000000001,22.962,1418.3,1230.0999999999999,1414,1603.3,2.536,2.2122999999999999,2.5297999999999998,2.8605,0.20554,0.1779,0.20591999999999999,0.23358000000000001,4.2868000000000004,3.7465000000000002,4.2816000000000001,4.8353000000000002,0.28577999999999998,0.24562,0.28499999999999998,0.32625999999999999,19490,16930,19399,22011,4.2544999999999999E-2,3.6086E-2,4.2599999999999999E-2,4.845E-2,0.59763999999999995,0.47765000000000002,0.59923999999999999,0.71718000000000004,2.7953000000000001,2.3801000000000001,2.7793999999999999,3.2046000000000001]
[178.333,6.1721999999999999E-2,5.3856000000000001E-2,6.1656000000000002E-2,6.9598999999999994E-2,6.2180999999999997,4.7586000000000004,6.1185,7.8650000000000002,42321,37532,42020,47513,21.507999999999999,18.648,21.411999999999999,24.5,33.811,29.606000000000002,33.773000000000003,38.143999999999998,2.5764,2.2151000000000001,2.56,2.9866000000000001,0.19939999999999999,0.17430000000000001,0.19955000000000001,0.22495000000000001,16829,14695,16871,19036,4.6330000000000003E-2,4.0562000000000001E-2,4.6266000000000002E-2,5.2313999999999999E-2,950.61,784.8,943.27,1130.9000000000001,0.22033,0.19034000000000001,0.22086,0.25095000000000001,0.37312000000000001,0.32452999999999999,0.37236000000000002,0.42335,3.4337,2.9962,3.4297,3.8839000000000001,56.128999999999998,48.750999999999998,56.183,63.417999999999999,39.064,23.774999999999999,39.189,53.707000000000001,3791.5,3317.8,3793,4274.8999999999996,3682.5,3217,3680.5,4155.3,19.382999999999999,15.612,18.571999999999999,23.248999999999999,1430.5,1247.7,1427.1,1615,2.5741999999999998,2.2502,2.573,2.9034,0.20759,0.17959,0.20807999999999999,0.23574999999999999,4.3522999999999996,3.8079999999999998,4.3472,4.907,0.28764000000000001,0.24943000000000001,0.28642000000000001,0.32830999999999999,19779,17220,19788,22344,4.2473999999999998E-2,3.5962000000000001E-2,4.2410000000000003E-2,4.8495000000000003E-2,0.58431999999999995,0.46869,0.58237000000000005,0.70535999999999999,2.8022999999999998,2.4068000000000001,2.7833999999999999,3.2115]
[178.75,6.0634E-2,5.2474E-2,6.0519999999999997E-2,6.9024000000000002E-2,6.2180999999999997,4.7586000000000004,6.1185,7.8650000000000002,41402,36311,41054,46696,20.988,17.919,20.771999999999998,24.082999999999998,33.039000000000001,28.594000000000001,32.866,37.551000000000002,2.5203000000000002,2.1608999999999998,2.5051000000000001,2.8925999999999998,0.19472,0.1686,0.19342000000000001,0.22159999999999999,16440,14217,16363,18680,4.5414999999999997E-2,3.9323999999999998E-2,4.5229999999999999E-2,5.1534999999999997E-2,944.3,779.14,934.53,1124.7,0.21690000000000001,0.18658,0.21582999999999999,0.24795,0.36638999999999999,0.31391999999999998,0.36493999999999999,0.42015999999999998,3.3521999999999998,2.8925999999999998,3.3374999999999999,3.8172999999999999,55.018999999999998,47.591999999999999,54.917999999999999,62.661999999999999,39.040999999999997,23.774999999999999,39.125,53.707000000000001,3700.1,3200,3676.2,4210.1000000000004,3603.3,3123,3579.5,4082.7,19.187999999999999,15.202,18.292999999999999,23.254999999999999,1403.2,1213.9000000000001,1398.1,1596.9,2.5125000000000002,2.1741999999999999,2.4967000000000001,2.8589000000000002,0.20354,0.17385,0.20275000000000001,0.23194999999999999,4.2473000000000001,3.6747000000000001,4.2183000000000002,4.8368000000000002,0.28262999999999999,0.24274000000000001,0.28109000000000001,0.32251000000000002,19307,16753,19219,21845,4.1980999999999997E-2,3.5911999999999999E-2,4.1633000000000003E-2,4.8342999999999997E-2,0.58735999999999999,0.47116999999999998,0.58128999999999997,0.71808000000000005,2.7627999999999999,2.3715000000000002,2.7353000000000001,3.1804999999999999]
[179.917,6.0450999999999998E-2,5.2169E-2,6.0314E-2,6.9242999999999999E-2,6.2180999999999997,4.7586000000000004,6.1185,7.8650000000000002,41340,36000,41184,46965,20.99,17.933,20.838000000000001,24.251999999999999,33.021000000000001,28.591999999999999,32.838000000000001,37.667999999999999,2.5186000000000002,2.1385999999999998,2.4935999999999998,2.9325999999999999,0.19467000000000001,0.16825999999999999,0.19384000000000001,0.22270000000000001,16433,14246,16362,18719,4.5329000000000001E-2,3.9155000000000002E-2,4.5057E-2,5.1855999999999999E-2,936.14,770.1,927.81,1127.5,0.21609999999999999,0.18506,0.21518999999999999,0.24892,0.36557000000000001,0.31241999999999998,0.36337999999999998,0.42131000000000002,3.3517999999999999,2.9024999999999999,3.3222999999999998,3.8269000000000002,54.929000000000002,47.613,54.615000000000002,62.969000000000001,39.048000000000002,23.774999999999999,39.189,53.643000000000001,3700.2,3206,3682.6,4225.7,3599.2,3105.6,3586.9,4104.8,19.079999999999998,15.071,18.434000000000001,22.876000000000001,1400,1211.5,1395.1,1599.9,2.5125000000000002,2.1749999999999998,2.5013999999999998,2.8675999999999999,0.20300000000000001,0.17510000000000001,0.20219999999999999,0.23379,4.2474999999999996,3.6785000000000001,4.2274000000000003,4.8414999999999999,0.28231000000000001,0.24232000000000001,0.27977999999999997,0.32402999999999998,19309,16774,19293,22104,4.1750000000000002E-2,3.5186000000000002E-2,4.1915000000000001E-2,4.8194000000000001E-2,0.57950000000000002,0.46004,0.57504999999999995,0.70086000000000004,2.7545000000000002,2.3405999999999998,2.7467999999999999,3.2071000000000001]
[180.25,6.0984999999999998E-2,5.2789000000000003E-2,6.0692999999999997E-2,6.9486999999999993E-2,6.2180999999999997,4.7586000000000004,6.1185,7.8650000000000002,41955,36824,41801,47474,21.372,18.411999999999999,21.241,24.629000000000001,33.558999999999997,29.288,33.338999999999999,38.087000000000003,2.5566,2.1787000000000001,2.5343,2.9645000000000001,0.19803000000000001,0.17319999999999999,0.19694,0.22538,16707,14640,16627,18930,4.5859999999999998E-2,3.9819E-2,4.5664999999999997E-2,5.2086E-2,930.66,765.07,924.75,1114.8,0.21729999999999999,0.18676999999999999,0.21645,0.24893999999999999,0.36814999999999998,0.31555,0.36581999999999998,0.42109999999999997,3.4110999999999998,2.9754,3.3843000000000001,3.8755999999999999,55.610999999999997,48.511000000000003,55.225000000000001,63.607999999999997,39.048000000000002,23.774999999999999,39.189,53.643000000000001,3767.1,3298.2,3756.2,4277.8999999999996,3650.6,3177.4,3630.8,4146.3,19.227,15.271000000000001,18.605,22.951000000000001,1415.3,1228.0999999999999,1410.7,1612.4,2.5575999999999999,2.2351999999999999,2.5446,2.9076,0.20552000000000001,0.17785999999999999,0.20458000000000001,0.23627999999999999,4.3247,3.7778,4.3018000000000001,4.9114000000000004,0.28469,0.24551999999999999,0.28283999999999998,0.32507999999999998,19651,17192,19619,22428,4.1723999999999997E-2,3.5323E-2,4.1860000000000001E-2,4.7840000000000001E-2,0.56601999999999997,0.44849,0.56330000000000002,0.68267,2.7646000000000002,2.3557999999999999,2.7605,3.2155]
[181.5,6.1310999999999997E-2,5.3543E-2,6.1114000000000002E-2,6.9289000000000003E-2,6.2180999999999997,4.7586000000000004,6.1185,7.8650000000000002,41748,37013,41560,47198,21.158000000000001,18.370999999999999,20.899000000000001,24.311,33.328000000000003,29.196999999999999,33.084000000000003,37.808999999999997,2.5438000000000001,2.1804999999999999,2.5158999999999998,2.9434999999999998,0.19636999999999999,0.17172000000000001,0.19500000000000001,0.22269,16580,14508,16472,18764,4.5887999999999998E-2,4.0118000000000001E-2,4.5569999999999999E-2,5.1815E-2,960.49,796.78,949.18,1147.5999999999999,0.21940000000000001,0.18909999999999999,0.21819,0.25062000000000001,0.37170999999999998,0.32073000000000002,0.36862,0.42419000000000001,3.3797000000000001,2.9643000000000002,3.3519000000000001,3.8357999999999999,55.546999999999997,48.19,55.325000000000003,63.332000000000001,39.061,23.774999999999999,39.189,53.707000000000001,3730.3,3258.8,3702,4233.8999999999996,3637.2,3185.3,3621.5,4111.5,19.451000000000001,15.504,18.338000000000001,23.332000000000001,1417.9,1239.0999999999999,1414.9,1599.4,2.5331999999999999,2.2073,2.5122,2.8738999999999999,0.20574999999999999,0.17849000000000001,0.20408999999999999,0.23497999999999999,4.282,3.7334999999999998,4.2477,4.8563999999999998,0.28649999999999998,0.24771000000000001,0.28439999999999999,0.32776,19468,16994,19338,22027,4.2653999999999997E-2,3.6402999999999998E-2,4.2405999999999999E-2,4.9293999999999998E-2,0.59987999999999997,0.47894999999999999,0.59472000000000003,0.73614999999999997,2.7959000000000001,2.3771,2.7584,3.2757000000000001]
[181.583,6.1134000000000001E-2,5.3304999999999998E-2,6.0804999999999998E-2,6.8969000000000003E-2,6.2180999999999997,4.7586000000000004,6.1185,7.8650000000000002,41616,36873,41367,47023,21.088999999999999,18.170999999999999,20.824000000000002,24.18,33.222999999999999,28.969000000000001,32.984000000000002,37.738999999999997,2.536,2.1718999999999999,2.4986999999999999,2.9403999999999999,0.19574,0.17122999999999999,0.19434000000000001,0.22255,16527,14453,16413,18748,4.5753000000000002E-2,3.9919000000000003E-2,4.5458999999999999E-2,5.1715999999999998E-2,958.54,797.19,944.08,1147,0.21879000000000001,0.18840000000000001,0.21762000000000001,0.24940999999999999,0.37056,0.31829000000000002,0.36745,0.42370000000000002,3.3687999999999998,2.9514,3.3367,3.8283,55.374000000000002,47.972000000000001,55.165999999999997,63.098999999999997,39.063000000000002,23.774999999999999,39.189,53.707000000000001,3718.2,3254.2,3697.1,4228.8999999999996,3625.8,3178.6,3602.9,4100.2,19.393999999999998,15.401,18.286999999999999,23.28,1413.7,1236.5,1404.7,1595.4,2.5249999999999999,2.2061999999999999,2.5032000000000001,2.8679000000000001,0.20513999999999999,0.17809,0.20361000000000001,0.23451,4.2680999999999996,3.7323,4.2298,4.8383000000000003,0.28565000000000002,0.24586,0.28349000000000002,0.32590000000000002,19405,16873,19294,22060,4.2553000000000001E-2,3.6325000000000003E-2,4.2450000000000002E-2,4.9256000000000001E-2,0.59882999999999997,0.48041,0.59145999999999999,0.73346999999999996,2.7890000000000001,2.3748999999999998,2.7686999999999999,3.2711999999999999]
[182.667,6.0935000000000003E-2,5.2708999999999999E-2,6.0817999999999997E-2,6.8955000000000002E-2,6.2180999999999997,4.7586000000000004,6.1185,7.8650000000000002,41542,36431,41473,46916,21.058,18.209,20.83,24.119,33.164000000000001,28.713999999999999,33.151000000000003,37.606000000000002,2.5306000000000002,2.1785000000000001,2.5045999999999999,2.9074,0.19542999999999999,0.16944999999999999,0.19497999999999999,0.22112000000000001,16500,14271,16480,18633,4.5621000000000002E-2,3.9548E-2,4.5753000000000002E-2,5.1520999999999997E-2,949.25,792.07,940.25,1128.8,0.21783,0.18698999999999999,0.21737000000000001,0.24784999999999999,0.36978,0.31358000000000003,0.36825999999999998,0.42287999999999998,3.3643000000000001,2.9226999999999999,3.3504,3.8205,55.222999999999999,47.847999999999999,55.228000000000002,62.472999999999999,39.042000000000002,23.774999999999999,39.183,53.643000000000001,3713.2,3214.4,3703.6,4199.8999999999996,3617.7,3137.3,3617.3,4095.3,19.283999999999999,15.384,18.335000000000001,23.173999999999999,1409.7,1220.5,1410.8,1590.9,2.5213999999999999,2.1835,2.5131999999999999,2.8618000000000001,0.20438999999999999,0.17669000000000001,0.20397000000000001,0.23229,4.2622,3.6999,4.2476000000000003,4.8484999999999996,0.28484999999999999,0.2445,0.28470000000000001,0.32573999999999997,19372,16720,19344,21883,4.2312000000000002E-2,3.6066000000000001E-2,4.2127999999999999E-2,4.9056000000000002E-2,0.59318000000000004,0.47427000000000002,0.58677999999999997,0.72021000000000002,2.7734000000000001,2.3546,2.7662,3.2082999999999999]
[183.167,6.0442000000000003E-2,5.2034999999999998E-2,6.0755000000000003E-2,6.8519999999999998E-2,6.2180999999999997,4.7586000000000004,6.1185,7.8650000000000002,41513,36319,41340,46591,21.114999999999998,18.242999999999999,20.890999999999998,24.123999999999999,33.182000000000002,28.690999999999999,33.253999999999998,37.555999999999997,2.5286,2.1775000000000002,2.4952999999999999,2.9081000000000001,0.19575000000000001,0.16991000000000001,0.19628999999999999,0.22151000000000001,16517,14236,16517,18719,4.5402999999999999E-2,3.9127000000000002E-2,4.5728999999999999E-2,5.1430999999999998E-2,925.51,771.38,921.32,1098.3,0.21526000000000001,0.18362999999999999,0.21485000000000001,0.24665999999999999,0.36574000000000001,0.30979000000000001,0.36570000000000003,0.41589999999999999,3.3712,2.9137,3.3635999999999999,3.8130000000000002,54.976999999999997,47.567999999999998,54.987000000000002,62.509,39.034999999999997,23.774999999999999,39.189,53.643000000000001,3722.7,3229.4,3731.4,4207.3999999999996,3611.3,3116.8,3625.6,4088.8,19.088000000000001,15.294,18.241,23.07,1401.8,1209.9000000000001,1410.7,1588.8,2.5276000000000001,2.1898,2.5276000000000001,2.8673000000000002,0.20355000000000001,0.17612,0.20415,0.23172999999999999,4.2736000000000001,3.7014,4.2732999999999999,4.8525,0.28255999999999998,0.24298,0.28326000000000001,0.32255,19414,16719,19424,21962,4.1520000000000001E-2,3.5210999999999999E-2,4.1405999999999998E-2,4.8196999999999997E-2,0.56682999999999995,0.45217000000000002,0.56203000000000003,0.68776999999999999,2.7351999999999999,2.3126000000000002,2.7387999999999999,3.1619999999999999]
[184.167,6.0474E-2,5.2581999999999997E-2,6.0297000000000003E-2,6.8323999999999996E-2,6.2180999999999997,4.7586000000000004,6.1185,7.8650000000000002,41567,36568,41424,46564,21.135999999999999,18.193000000000001,21.091000000000001,24.061,33.21,29.023,33.155000000000001,37.520000000000003,2.5303,2.1960999999999999,2.5101,2.8858999999999999,0.19592000000000001,0.17105999999999999,0.19558,0.22090000000000001,16532,14427,16484,18653,4.5442999999999997E-2,3.9552999999999998E-2,4.5295000000000002E-2,5.1313999999999999E-2,924.91,776.81,919.67,1084.8,0.21532000000000001,0.1875,0.21406,0.24393999999999999,0.36674000000000001,0.31429000000000001,0.36520999999999998,0.42013,3.3740999999999999,2.9523999999999999,3.3698000000000001,3.8077999999999999,55.003,47.957000000000001,54.85,62.12,39.042000000000002,23.774999999999999,39.180999999999997,53.686,3726.2,3255.7,3719.2,4203,3614,3160.4,3598.8,4072.7,19.259,15.318,18.449000000000002,23.445,1402.7,1225,1397.8,1586.5,2.5299,2.2151000000000001,2.5261,2.8586999999999998,0.20355999999999999,0.17679,0.20294999999999999,0.23103000000000001,4.2775999999999996,3.7416,4.2727000000000004,4.8346999999999998,0.28216999999999998,0.24329000000000001,0.28105999999999998,0.32378000000000001,19436,16973,19426,21939,4.1484E-2,3.5432999999999999E-2,4.1286999999999997E-2,4.7988999999999997E-2,0.56637000000000004,0.45434000000000002,0.56383000000000005,0.69340000000000002,2.7343000000000002,2.3376000000000001,2.7242000000000002,3.1665999999999999]
[184.75,6.0342E-2,5.2677000000000002E-2,5.9894000000000003E-2,6.8437999999999999E-2,6.2180999999999997,4.7586000000000004,6.1185,7.8650000000000002,41185,36177,40895,46441,20.864000000000001,17.939,20.791,23.757999999999999,32.853000000000002,28.634,32.65,37.100999999999999,2.5064000000000002,2.1907999999999999,2.4843999999999999,2.8582999999999998,0.19361,0.16903000000000001,0.19266,0.21937000000000001,16348,14326,16284,18506,4.5196E-2,3.9477999999999999E-2,4.4766E-2,5.1110999999999997E-2,939.06,778.04,932.22,1104.0999999999999,0.21578,0.18587999999999999,0.21471000000000001,0.24734,0.36684,0.31580000000000003,0.36316999999999999,0.42133999999999999,3.3328000000000002,2.9009,3.3142,3.7709999999999999,54.692999999999998,47.718000000000004,54.259,62.081000000000003,39.030999999999999,23.774999999999999,39.189,53.643000000000001,3678.5,3210.3,3656.9,4153.8,3583.8,3134.3,3553.4,4044.6,19.295999999999999,15.185,18.260999999999999,23.431999999999999,1396.2,1216.5,1385.8,1579.5,2.4980000000000002,2.181,2.4845000000000002,2.8237999999999999,0.20249,0.17584,0.20177999999999999,0.22914999999999999,4.2225999999999999,3.6791,4.1986999999999997,4.7797000000000001,0.28177999999999997,0.24414,0.28010000000000002,0.31974000000000002,19193,16758,19094,21746,4.1839000000000001E-2,3.5616000000000002E-2,4.1370999999999998E-2,4.8299000000000002E-2,0.58648999999999996,0.46459,0.58038000000000001,0.71225000000000005,2.7433999999999998,2.3567,2.7149999999999999,3.1932999999999998]
[185.5,6.1267000000000002E-2,5.3837999999999997E-2,6.1015E-2,6.9391999999999995E-2,6.2180999999999997,4.7586000000000004,6.1185,7.8650000000000002,41798,36820,41430,46973,21.138000000000002,18.384,21.029,23.963000000000001,33.301000000000002,29.074000000000002,33.124000000000002,37.313000000000002,2.5407999999999999,2.2155999999999998,2.5264000000000002,2.9035000000000002,0.19621,0.17097000000000001,0.19503999999999999,0.22055,16568,14505,16479,18677,4.5859999999999998E-2,4.0162000000000003E-2,4.5463999999999997E-2,5.1900000000000002E-2,958.18,795.34,945.86,1137.7,0.21926999999999999,0.19059999999999999,0.21856,0.25047000000000003,0.37230000000000002,0.32140999999999997,0.37111,0.42464000000000002,3.3771,2.9504000000000001,3.3544,3.7892000000000001,55.423999999999999,48.73,54.847000000000001,62.741,39.064,23.774999999999999,39.189,53.707000000000001,3727.3,3248.5,3698.7,4196.1000000000004,3634,3183.5,3611.1,4088.5,19.626000000000001,15.552,18.574999999999999,23.943999999999999,1417,1242.4000000000001,1404.8,1600,2.5310999999999999,2.2099000000000002,2.5190000000000001,2.8414999999999999,0.20552999999999999,0.17927999999999999,0.20377999999999999,0.23336000000000001,4.2784000000000004,3.7336999999999998,4.2558999999999996,4.8048999999999999,0.28594999999999998,0.24890999999999999,0.28392000000000001,0.32279000000000002,19491,17049,19355,22029,4.2577999999999998E-2,3.6549999999999999E-2,4.2249000000000002E-2,4.9299999999999997E-2,0.59960000000000002,0.47970000000000002,0.59313000000000005,0.72506000000000004,2.7904,2.3889,2.7635000000000001,3.2315999999999998]
[185.833,6.0321E-2,5.2408999999999997E-2,5.9947E-2,6.8363999999999994E-2,6.2180999999999997,4.7586000000000004,6.1185,7.8650000000000002,41220,36012,40967,46826,20.867999999999999,17.942,20.745000000000001,23.913,32.856999999999999,28.472000000000001,32.683999999999997,37.401000000000003,2.5059999999999998,2.1629,2.4786000000000001,2.9001999999999999,0.19364999999999999,0.16767000000000001,0.19256000000000001,0.22026999999999999,16349,14179,16227,18587,4.5193999999999998E-2,3.9088999999999999E-2,4.4899000000000001E-2,5.1332000000000003E-2,940.35,775.6,929.45,1114.2,0.21568999999999999,0.18634999999999999,0.21468999999999999,0.24703,0.36636000000000002,0.31096000000000001,0.36595,0.41905999999999999,3.3332999999999999,2.8946999999999998,3.3077000000000001,3.7932999999999999,54.613,47.247999999999998,54.076000000000001,62.351999999999997,39.033000000000001,23.774999999999999,39.189,53.643000000000001,3679.5,3189.2,3665,4175.8,3583.5,3111.1,3559.6,4075.7,19.28,15.182,18.356999999999999,23.553000000000001,1396,1212.0999999999999,1388.5,1582,2.4986000000000002,2.1638000000000002,2.484,2.8363999999999998,0.20252999999999999,0.17444000000000001,0.20127,0.23047000000000001,4.2237,3.6600999999999999,4.1962000000000002,4.7999000000000001,0.28159000000000001,0.24202000000000001,0.27977000000000002,0.31886999999999999,19242,16573,19074,21886,4.181E-2,3.5418999999999999E-2,4.1626000000000003E-2,4.8507000000000002E-2,0.58504999999999996,0.46245000000000003,0.58316999999999997,0.71279999999999999,2.7461000000000002,2.3344,2.7355,3.2088000000000001]
[187.083,6.0506999999999998E-2,5.2645999999999998E-2,6.0095000000000003E-2,6.9484000000000004E-2,6.2180999999999997,4.7586000000000004,6.1185,7.8650000000000002,41507,36513,41174,47110,21.085000000000001,18.234000000000002,20.847999999999999,24.259,33.149000000000001,28.913,32.875999999999998,37.761000000000003,2.5266000000000002,2.1615000000000002,2.4977999999999998,2.9276,0.19550999999999999,0.17061000000000001,0.1946,0.22319,16500,14394,16405,18840,4.5441000000000002E-2,3.9479E-2,4.5012999999999997E-2,5.2034999999999998E-2,933.55,761.73,923.93,1099.7,0.21571000000000001,0.18586,0.21378,0.24764,0.36719000000000002,0.31522,0.36420999999999998,0.41842000000000001,3.3666,2.9409000000000001,3.3384,3.8384,54.933999999999997,48.087000000000003,54.588999999999999,63.029000000000003,39.049999999999997,23.774999999999999,39.189,53.613,3717.1,3234.8,3701.6,4251.6000000000004,3609.4,3162,3576.5,4145.3,19.268000000000001,15.457000000000001,18.254000000000001,23.504000000000001,1402.6,1221.7,1391.8,1611.8,2.5238999999999998,2.2044999999999999,2.5081000000000002,2.8786,0.20343,0.17732999999999999,0.20105000000000001,0.23421,4.2671999999999999,3.7269000000000001,4.2380000000000004,4.8703000000000003,0.28255000000000002,0.24671000000000001,0.28011000000000003,0.32307000000000002,19424,16844,19310,22289,4.1671E-2,3.5711E-2,4.1166000000000001E-2,4.8209000000000002E-2,0.57269999999999999,0.45548,0.56991000000000003,0.69845999999999997,2.7450000000000001,2.3456000000000001,2.7166999999999999,3.1833]
[187.333,6.1737E-2,5.3842000000000001E-2,6.1194999999999999E-2,7.0124000000000006E-2,6.2180999999999997,4.7586000000000004,6.1185,7.8650000000000002,42290,37564,41945,47766,21.495999999999999,18.608000000000001,21.26,24.555,33.799999999999997,29.771999999999998,33.509,38.274999999999999,2.5756000000000001,2.2098,2.5451999999999999,2.9569999999999999,0.19933000000000001,0.17513000000000001,0.19808000000000001,0.22628000000000001,16823,14725,16729,19164,4.6349000000000001E-2,4.0544999999999998E-2,4.5956999999999998E-2,5.2746000000000001E-2,953.43,785.03,948.42,1122.7,0.22009000000000001,0.19062000000000001,0.21851999999999999,0.25161,0.37462000000000001,0.32466,0.37081999999999998,0.42407,3.4321999999999999,3.0219999999999998,3.4079000000000002,3.8877999999999999,56.051000000000002,49.158999999999999,55.851999999999997,63.720999999999997,39.061,23.774999999999999,39.189,53.686,3789.4,3326.1,3774.3,4302.7,3680.5,3235.7,3643.9,4183.3999999999996,19.603000000000002,15.757,18.611000000000001,23.966000000000001,1430.8,1255.4000000000001,1416.8,1630.8,2.573,2.2584,2.5592999999999999,2.9171999999999998,0.20759,0.18149000000000001,0.20594000000000001,0.23705000000000001,4.3502999999999998,3.8241000000000001,4.3255999999999997,4.9257999999999997,0.28825000000000001,0.25191999999999998,0.28594999999999998,0.32847999999999999,19799,17234,19729,22589,4.2549999999999998E-2,3.6755999999999997E-2,4.2299000000000003E-2,4.9106999999999998E-2,0.58604000000000001,0.46722000000000002,0.57977999999999996,0.70904,2.8039000000000001,2.4232999999999998,2.7763,3.2368000000000001]
[188,6.0350000000000001E-2,5.2645999999999998E-2,5.9938999999999999E-2,6.8459999999999993E-2,6.2180999999999997,4.7586000000000004,6.1185,7.8650000000000002,41332,36408,41029,46719,20.986000000000001,18.094999999999999,20.899000000000001,23.895,33.003999999999998,28.869,32.762,37.604999999999997,2.5156999999999998,2.1661999999999999,2.5036,2.8896000000000002,0.19461000000000001,0.17005999999999999,0.19292999999999999,0.22303000000000001,16426,14348,16262,18700,4.5287000000000001E-2,3.9727999999999999E-2,4.5013999999999998E-2,5.1443000000000003E-2,933.81,765.12,934.58,1093.3,0.21514,0.18564,0.21417,0.24623999999999999,0.36659999999999998,0.31513999999999998,0.36416999999999999,0.42070000000000002,3.3504999999999998,2.9291,3.3283999999999998,3.8159000000000001,54.75,47.887999999999998,54.564999999999998,61.875999999999998,39.057000000000002,23.774999999999999,39.189,53.704999999999998,3699.4,3232.4,3660.6,4233.3,3595.5,3152.8,3563.1,4102.8,19.154,15.225,18.364999999999998,23.283000000000001,1398.3,1223.7,1390.6,1590.7,2.5118999999999998,2.1962000000000002,2.4912000000000001,2.8673999999999999,0.20282,0.17527999999999999,0.20075999999999999,0.23030999999999999,4.2466999999999997,3.7063999999999999,4.2133000000000003,4.8414999999999999,0.28162999999999999,0.24453,0.28061999999999998,0.32077,19322,16758,19167,22070,4.1679000000000001E-2,3.5444999999999997E-2,4.1356999999999998E-2,4.7791E-2,0.57562999999999998,0.46201999999999999,0.57228999999999997,0.69255999999999995,2.7441,2.3405999999999998,2.7269999999999999,3.1617000000000002]
[188.75,6.0517000000000001E-2,5.2519000000000003E-2,6.0283999999999997E-2,6.8399000000000001E-2,6.2180999999999997,4.7586000000000004,6.1185,7.8650000000000002,41262,36341,40931,46412,20.940999999999999,17.899000000000001,20.838000000000001,24.01,32.963999999999999,28.762,32.753,37.53,2.5137,2.1859999999999999,2.5034999999999998,2.8631000000000002,0.19427,0.16907,0.19244,0.22122,16401,14251,16278,18651,4.5338999999999997E-2,3.9474000000000002E-2,4.5060000000000003E-2,5.1164000000000001E-2,943.38,786.67,930.65,1106.5,0.21617,0.18678,0.21534,0.24482000000000001,0.36764000000000002,0.31368000000000001,0.36476999999999998,0.42498999999999998,3.3439999999999999,2.9133,3.3195000000000001,3.8047,54.826999999999998,47.593000000000004,54.613,62.558,39.042000000000002,23.774999999999999,39.189,53.542999999999999,3691.3,3214.8,3663.6,4203.8,3594.6,3132.1,3564.9,4072.6,19.253,15.304,18.581,23.414999999999999,1400.6,1220.9000000000001,1393.8,1581.2,2.5066000000000002,2.1869999999999998,2.4882,2.8559999999999999,0.20294999999999999,0.17513000000000001,0.20127999999999999,0.23222000000000001,4.2374000000000001,3.6998000000000002,4.2088000000000001,4.8259999999999996,0.28197,0.24343999999999999,0.28131,0.3246,19280,16681,19120,21847,4.1992000000000002E-2,3.6191000000000001E-2,4.1751000000000003E-2,4.8141000000000003E-2,0.58708000000000005,0.47702,0.58323999999999998,0.70301999999999998,2.7547999999999999,2.3605,2.7317999999999998,3.1800999999999999]
[189.75,6.0601000000000002E-2,5.2875999999999999E-2,6.0485999999999998E-2,6.8507999999999999E-2,6.2180999999999997,4.7586000000000004,6.1185,7.8650000000000002,41294,36337,41050,46439,20.952000000000002,17.931999999999999,20.896000000000001,24.146000000000001,32.99,28.802,32.856000000000002,37.481000000000002,2.516,2.1751,2.4944000000000002,2.9068000000000001,0.19441,0.16950999999999999,0.19350000000000001,0.22006000000000001,16413,14287,16358,18579,4.5393000000000003E-2,3.9426999999999997E-2,4.5317999999999997E-2,5.1267E-2,943.3,792.77,939.86,1101.5999999999999,0.21637000000000001,0.188,0.21675,0.24660000000000001,0.36809999999999998,0.31773000000000001,0.36588999999999999,0.42938999999999999,3.3460000000000001,2.9220999999999999,3.3414999999999999,3.8113000000000001,54.883000000000003,47.988999999999997,54.713000000000001,62.302,39.040999999999997,23.774999999999999,39.189,53.707000000000001,3693.6,3224.1,3673.8,4184.8,3598.1,3142.4,3580.8,4068.6,19.234999999999999,15.294,18.295999999999999,23.225000000000001,1402.3,1220.2,1398.3,1592.7,2.5082,2.1913,2.4996,2.8469000000000002,0.20299,0.1759,0.20197999999999999,0.23149,4.24,3.6999,4.2199,4.8151999999999999,0.28284999999999999,0.24445,0.28266999999999998,0.32397999999999999,19294,16754,19174,21804,4.2075000000000001E-2,3.6259E-2,4.2125000000000003E-2,4.8517999999999999E-2,0.58938999999999997,0.47549000000000002,0.59004999999999996,0.70230999999999999,2.7565,2.3492999999999999,2.7534999999999998,3.18]
[190.333,6.1768999999999998E-2,5.3911000000000001E-2,6.1550000000000001E-2,6.9794999999999996E-2,6.2180999999999997,4.7586000000000004,6.1185,7.8650000000000002,42252,37238,41951,47163,21.495000000000001,18.422000000000001,21.431000000000001,24.614000000000001,33.801000000000002,29.565000000000001,33.729999999999997,38.164000000000001,2.5760000000000001,2.2412999999999998,2.5528,2.968,0.19932,0.17419000000000001,0.19880999999999999,0.22478000000000001,16821,14683,16753,18950,4.6367999999999999E-2,4.0395E-2,4.6283999999999999E-2,5.2306999999999999E-2,951.05,798.84,946.83,1108.4000000000001,0.21995999999999999,0.19112000000000001,0.21995999999999999,0.24967,0.37447999999999998,0.32557999999999998,0.37347000000000002,0.43347000000000002,3.4314,3.0034000000000001,3.4312,3.8736999999999999,56.036000000000001,49.137999999999998,55.848999999999997,63.453000000000003,39.064,23.774999999999999,39.189,53.707000000000001,3789.2,3318.8,3777.7,4276.2,3681.6,3214.6,3670.6,4142.8,19.545000000000002,15.722,18.661999999999999,23.257999999999999,1431.5,1253.9000000000001,1427.5,1612.4,2.5729000000000002,2.2471999999999999,2.5668000000000002,2.9032,0.20735000000000001,0.18026,0.20632,0.23530000000000001,4.3499999999999996,3.7936999999999999,4.3406000000000002,4.9067999999999996,0.28831000000000001,0.24940999999999999,0.28892000000000001,0.32741999999999999,19793,17285,19690,22380,4.2613999999999999E-2,3.7003000000000001E-2,4.2383999999999998E-2,4.8755E-2,0.58750000000000002,0.47910000000000003,0.58411999999999997,0.69642000000000004,2.7976999999999999,2.4102000000000001,2.7934000000000001,3.2031000000000001]
[191.25,6.1131999999999999E-2,5.3168E-2,6.1394999999999998E-2,6.8968000000000002E-2,6.2180999999999997,4.7586000000000004,6.1185,7.8650000000000002,41996,37057,42001,47139,21.420999999999999,18.306000000000001,21.376000000000001,24.472000000000001,33.637,29.125,33.618000000000002,37.895000000000003,2.5615999999999999,2.2119,2.5526,2.9298000000000002,0.19849,0.1721,0.19835,0.22323000000000001,16746,14544,16723,18884,4.5983999999999997E-2,4.0046999999999999E-2,4.6119E-2,5.1885000000000001E-2,931.03,783.95,915.95,1084.8,0.21718999999999999,0.18704999999999999,0.21729000000000001,0.24456,0.37002000000000002,0.318,0.37040000000000001,0.42519000000000001,3.4178000000000002,2.9512,3.4138000000000002,3.8567,55.631999999999998,48.179000000000002,55.582000000000001,62.927999999999997,39.048999999999999,23.774999999999999,39.189,53.686,3775.7,3276.2,3770.8,4249.7,3657.9,3164.4,3653.4,4121.1000000000004,19.283000000000001,15.539,18.646000000000001,22.98,1418.9,1228.0999999999999,1423.5,1601.9,2.5634999999999999,2.2179000000000002,2.5587,2.8860000000000001,0.20573,0.1767,0.20508000000000001,0.23244999999999999,4.3346999999999998,3.7412999999999998,4.3285,4.8730000000000002,0.28511999999999998,0.2455,0.28521999999999997,0.32138,19717,17115,19703,22296,4.1870999999999998E-2,3.5902999999999997E-2,4.1725999999999999E-2,4.7706999999999999E-2,0.56759999999999999,0.45955000000000001,0.56128999999999996,0.67574999999999996,2.7576999999999998,2.3580000000000001,2.7585000000000002,3.1484999999999999]
[191.917,6.0765E-2,5.2458999999999999E-2,6.0602000000000003E-2,6.9150000000000003E-2,6.2180999999999997,4.7586000000000004,6.1185,7.8650000000000002,41450,36538,41109,46576,21.061,18.134,20.981999999999999,24.13,33.146000000000001,28.780999999999999,32.923999999999999,37.555,2.5276999999999998,2.1656,2.5038,2.9188999999999998,0.19538,0.16932,0.19399,0.22136,16492,14271,16400,18738,4.555E-2,3.9446000000000002E-2,4.5405000000000001E-2,5.1756999999999997E-2,945.7,785.44,932.01,1114.3,0.21679000000000001,0.18654000000000001,0.21737999999999999,0.246,0.36912,0.31514999999999999,0.36764000000000002,0.42753999999999998,3.3626,2.9148999999999998,3.3511000000000002,3.8128000000000002,55.037999999999997,47.484000000000002,54.576000000000001,62.48,39.055999999999997,23.774999999999999,39.189,53.707000000000001,3712.9,3217.9,3691,4211,3612.8,3130.9,3588.2,4099.8,19.186,15.537000000000001,18.443000000000001,23.053999999999998,1406.9,1220.7,1396,1598.5,2.5211999999999999,2.1848000000000001,2.5053000000000001,2.8591000000000002,0.20371,0.17422000000000001,0.20261000000000001,0.23224,4.2621000000000002,3.6985999999999999,4.2390999999999996,4.8319999999999999,0.28288999999999997,0.24368000000000001,0.28256999999999999,0.32301999999999997,19391,16776,19270,22073,4.2056999999999997E-2,3.6098999999999999E-2,4.1884999999999999E-2,4.8383000000000002E-2,0.58603000000000005,0.47625000000000001,0.58257999999999999,0.70150000000000001,2.7593000000000001,2.3696999999999999,2.7492999999999999,3.1951000000000001]
[192.667,6.1227999999999998E-2,5.3499999999999999E-2,6.0856E-2,6.9342000000000001E-2,6.2180999999999997,4.7586000000000004,6.1185,7.8650000000000002,41725,36928,41512,46671,21.177,18.096,21.210999999999999,24.103000000000002,33.341999999999999,28.981000000000002,33.244,37.759,2.5432999999999999,2.1905999999999999,2.5304000000000002,2.9076,0.19649,0.17054,0.19617999999999999,0.22194,16588,14400,16569,18686,4.5862E-2,4.0132000000000001E-2,4.5651999999999998E-2,5.2127E-2,956.09,796.56,942.85,1118.8,0.21865999999999999,0.19031000000000001,0.21745,0.24884000000000001,0.37251000000000001,0.31924999999999998,0.37136999999999998,0.42963000000000001,3.3818999999999999,2.9397000000000002,3.3761999999999999,3.8380999999999998,55.408999999999999,48.398000000000003,55.195,62.390999999999998,39.058999999999997,23.774999999999999,39.189,53.643000000000001,3733.3,3236.6,3735.2,4211.1000000000004,3635.9,3167.9,3622.6,4116.5,19.364999999999998,15.589,18.521000000000001,23.471,1416.9,1232.9000000000001,1409.8,1604,2.5352000000000001,2.2067000000000001,2.5304000000000002,2.8664000000000001,0.20499999999999999,0.17627999999999999,0.20468,0.23218,4.2855999999999996,3.7313000000000001,4.2771999999999997,4.8516000000000004,0.28509000000000001,0.24621999999999999,0.28365000000000001,0.32445000000000002,19495,16992,19473,21859,4.2484000000000001E-2,3.6302000000000001E-2,4.2287999999999999E-2,4.8971000000000001E-2,0.59470000000000001,0.4834,0.58816999999999997,0.71357999999999999,2.7825000000000002,2.4015,2.7703000000000002,3.2181999999999999]
[192.917,6.0471999999999998E-2,5.2574000000000003E-2,6.0277999999999998E-2,6.8684999999999996E-2,6.2180999999999997,4.7586000000000004,6.1185,7.8650000000000002,41308,36411,41010,46503,20.984000000000002,17.867000000000001,20.913,24.134,33.015000000000001,28.603000000000002,32.978000000000002,37.514000000000003,2.5177999999999998,2.1635,2.5101,2.8820999999999999,0.19463,0.16794000000000001,0.19436,0.22075,16428,14222,16394,18650,4.5338999999999997E-2,3.9385000000000003E-2,4.5196E-2,5.1617000000000003E-2,939.9,783.22,921.19,1108.0999999999999,0.21568999999999999,0.18604999999999999,0.21426000000000001,0.24607999999999999,0.36742000000000002,0.31285000000000002,0.36498000000000003,0.42502000000000001,3.3502999999999998,2.8994,3.3490000000000002,3.7967,54.780999999999999,47.606000000000002,54.47,61.899000000000001,39.048000000000002,23.774999999999999,39.189,53.643000000000001,3699,3197.3,3690,4197,3597.8,3127.3,3591.1,4099,19.105,15.308999999999999,18.361999999999998,23.391999999999999,1400.5,1216.4000000000001,1393.5,1591.7,2.5118,2.1692999999999998,2.5057,2.8515999999999999,0.20272000000000001,0.17305000000000001,0.20166000000000001,0.23069000000000001,4.2462999999999997,3.6637,4.2386999999999997,4.8002000000000002,0.28153,0.24256,0.28064,0.32222000000000001,19311,16708,19275,21746,4.1821999999999998E-2,3.5607E-2,4.1627999999999998E-2,4.8141000000000003E-2,0.58099999999999996,0.46767999999999998,0.57586999999999999,0.69857999999999998,2.7446000000000002,2.3456999999999999,2.7252000000000001,3.1783999999999999]
[193.583,6.1291999999999999E-2,5.3754999999999997E-2,6.0704000000000001E-2,6.9165000000000004E-2,6.2180999999999997,4.7586000000000004,6.1185,7.8650000000000002,41779,37095,41296,46785,21.184000000000001,18.297999999999998,20.948,24.390999999999998,33.356000000000002,29.251999999999999,33.036000000000001,37.567,2.5445000000000002,2.2033999999999998,2.5232999999999999,2.8938999999999999,0.19656000000000001,0.17246,0.19466,0.22128999999999999,16595,14645,16439,18728,4.5901999999999998E-2,4.0487000000000002E-2,4.5422999999999998E-2,5.1763000000000003E-2,956.79,793.12,946.09,1132.9000000000001,0.21883,0.19122,0.21695,0.24881,0.37352000000000002,0.32284000000000002,0.36852000000000001,0.43036999999999997,3.3828999999999998,2.9738000000000002,3.3409,3.8222,55.402000000000001,48.435000000000002,54.988,62.442999999999998,39.06,23.774999999999999,39.189,53.707000000000001,3734.3,3275.2,3695.6,4202.8,3638.7,3201,3607.1,4106.7,19.358000000000001,15.561,18.63,24.373000000000001,1418.1,1249.9000000000001,1407.1,1601.1,2.5358999999999998,2.2282999999999999,2.5125999999999999,2.8538999999999999,0.20502999999999999,0.1787,0.20369999999999999,0.23238,4.2866999999999997,3.7606000000000002,4.2428999999999997,4.8395999999999999,0.28558,0.25,0.28372000000000003,0.32478000000000001,19492,17175,19331,22025,4.2513000000000002E-2,3.6782000000000002E-2,4.2241000000000001E-2,4.9298000000000002E-2,0.59689000000000003,0.47994999999999999,0.59221000000000001,0.72924,2.7888000000000002,2.4258999999999999,2.7700999999999998,3.2313999999999998]
[194.417,6.2015000000000001E-2,5.4730000000000001E-2,6.1415999999999998E-2,7.0322999999999997E-2,6.2180999999999997,4.7586000000000004,6.1185,7.8650000000000002,42278,37841,41895,47021,21.456,18.649999999999999,21.297999999999998,24.449000000000002,33.777999999999999,29.875,33.454999999999998,38.085999999999999,2.5764999999999998,2.2486999999999999,2.5586000000000002,2.9238,0.19905999999999999,0.17619000000000001,0.19664000000000001,0.22420999999999999,16806,14874,16635,18953,4.6452E-2,4.0994000000000003E-2,4.5969000000000003E-2,5.2495E-2,966.79,808.1,956.19,1136.5,0.22115000000000001,0.19408,0.21972,0.25106000000000001,0.37722,0.32673999999999997,0.37209999999999999,0.43115999999999999,3.4258999999999999,3.0221,3.3852000000000002,3.8586999999999998,56.043999999999997,49.356000000000002,55.74,63.576000000000001,39.064,23.774999999999999,39.189,53.707000000000001,3782.2,3349.3,3741.8,4262.7,3684.3,3253.6,3653.5,4148,19.423999999999999,15.61,18.881,23.937000000000001,1435.1,1266.4000000000001,1420.9,1621.8,2.5684,2.2717000000000001,2.5394000000000001,2.8948,0.20769000000000001,0.18299000000000001,0.20513999999999999,0.23688000000000001,4.3418999999999999,3.8409,4.2884000000000002,4.8921000000000001,0.28875000000000001,0.25258999999999998,0.28532999999999997,0.32790000000000002,19746,17448,19573,22414,4.2952999999999998E-2,3.7110999999999998E-2,4.2729000000000003E-2,4.9100999999999999E-2,0.6018,0.48836000000000002,0.59640000000000004,0.72172000000000003,2.8174999999999999,2.4539,2.7833999999999999,3.2528999999999999]
[194.917,6.0470000000000003E-2,5.2658999999999997E-2,5.9907000000000002E-2,6.9083000000000006E-2,6.2180999999999997,4.7586000000000004,6.1185,7.8650000000000002,41315,36451,41062,46279,20.965,18.091000000000001,20.792000000000002,23.817,32.993000000000002,28.882000000000001,32.686,37.43,2.5165999999999999,2.1617000000000002,2.5036999999999998,2.8708,0.19449,0.17,0.19287000000000001,0.22045000000000001,16418,14339,16296,18575,4.5332999999999998E-2,3.9516000000000003E-2,4.4990000000000002E-2,5.1767000000000001E-2,939.06,779.45,929.66,1107.0999999999999,0.21554000000000001,0.18714,0.21328,0.24685000000000001,0.36753000000000002,0.31630999999999998,0.36464000000000002,0.42043000000000003,3.3473000000000002,2.9321999999999999,3.3083,3.8035999999999999,54.703000000000003,47.462000000000003,54.348999999999997,62.478000000000002,39.054000000000002,23.774999999999999,39.189,53.707000000000001,3695.9,3230.9,3666.5,4180.8,3597.5,3137.9,3576.8,4091.2,18.905999999999999,15.252000000000001,18.332000000000001,23.436,1400.1,1219.8,1390.7,1597.3,2.5097999999999998,2.1920000000000002,2.4900000000000002,2.8431999999999999,0.20282,0.17663999999999999,0.20147000000000001,0.23321,4.2428999999999997,3.7117,4.2035,4.8014999999999999,0.28169,0.24437,0.27968999999999999,0.32216,19305,16788,19142,21979,4.1792999999999997E-2,3.5529999999999999E-2,4.1542999999999997E-2,4.7978E-2,0.58250000000000002,0.47339999999999999,0.57272000000000001,0.69979000000000002,2.7425999999999999,2.3586,2.7176,3.1808000000000001]
[195,6.0422999999999998E-2,5.2602999999999997E-2,5.9898E-2,6.8947999999999995E-2,6.2180999999999997,4.7586000000000004,6.1185,7.8650000000000002,41350,36578,41076,46237,20.998000000000001,18.12,20.824999999999999,23.832999999999998,33.029000000000003,28.939,32.761000000000003,37.453000000000003,2.5188000000000001,2.1634000000000002,2.5072000000000001,2.8733,0.19475000000000001,0.17021,0.19339000000000001,0.22055,16437,14365,16327,18597,4.5330000000000002E-2,3.9473000000000001E-2,4.4964999999999998E-2,5.1656000000000001E-2,934.8,777.19,923.89,1100.4000000000001,0.2152,0.18667,0.21282999999999999,0.24637999999999999,0.36701,0.31601000000000001,0.36420999999999998,0.4204,3.3521000000000001,2.9394999999999998,3.3172999999999999,3.8014999999999999,54.706000000000003,47.488999999999997,54.31,62.441000000000003,39.052999999999997,23.774999999999999,39.189,53.707000000000001,3701.7,3241.4,3671.9,4180.2,3599.6,3140.1,3577.4,4094.8,18.896000000000001,15.287000000000001,18.300999999999998,23.367000000000001,1399.8,1220.3,1391,1594.6,2.5135999999999998,2.1972999999999998,2.4933999999999998,2.8445999999999998,0.20283999999999999,0.17652000000000001,0.20165,0.23285,4.2495000000000003,3.7183000000000002,4.2152000000000003,4.8079000000000001,0.28147,0.24384,0.27939999999999998,0.32149,19333,16816,19180,21989,4.1662999999999999E-2,3.5505000000000002E-2,4.1387E-2,4.7800000000000002E-2,0.57738,0.46972999999999998,0.56764000000000003,0.69218000000000002,2.7372000000000001,2.3542999999999998,2.7105000000000001,3.1736]
[195.083,6.0483000000000002E-2,5.2712000000000002E-2,5.9962000000000001E-2,6.8934999999999996E-2,6.2180999999999997,4.7586000000000004,6.1185,7.8650000000000002,41468,36717,41194,46307,21.076000000000001,18.22,20.914000000000001,23.898,33.133000000000003,29.013000000000002,32.841999999999999,37.487000000000002,2.5259999999999998,2.1716000000000002,2.5144000000000002,2.8765999999999998,0.19541,0.17085,0.19416,0.22092000000000001,16491,14454,16373,18646,4.5413000000000002E-2,3.9662000000000003E-2,4.5046999999999997E-2,5.1653999999999999E-2,931.7,775.76,922.98,1097.5999999999999,0.21521999999999999,0.18686,0.21315999999999999,0.24604000000000001,0.36713000000000001,0.31591999999999998,0.36431000000000002,0.42035,3.3639999999999999,2.9531999999999998,3.3302999999999998,3.8098999999999998,54.814999999999998,47.682000000000002,54.472000000000001,62.387999999999998,39.052999999999997,23.774999999999999,39.189,53.69,3715.2,3256.6,3686.9,4191,3608.8,3147.8,3587,4100.5,18.916,15.343,18.318000000000001,23.382999999999999,1402,1224.5999999999999,1392.3,1597,2.5226999999999999,2.2063000000000001,2.5043000000000002,2.8517999999999999,0.20324999999999999,0.17699000000000001,0.20211999999999999,0.23279,4.2651000000000003,3.7372999999999998,4.2305000000000001,4.8227000000000002,0.28175,0.24445,0.27947,0.32162000000000002,19401,16901,19242,22029,4.1591999999999997E-2,3.5464000000000002E-2,4.1325000000000001E-2,4.7660000000000001E-2,0.57262999999999997,0.46692,0.56318000000000001,0.68667,2.7361,2.3565999999999998,2.7101999999999999,3.1680999999999999]
[195.167,6.0644000000000003E-2,5.2940000000000001E-2,6.0110999999999998E-2,6.9112999999999994E-2,6.2180999999999997,4.7586000000000004,6.1185,7.8650000000000002,41652,36955,41371,46453,21.189,18.344000000000001,21.027999999999999,23.998000000000001,33.293999999999997,29.151,32.99,37.613999999999997,2.5369999999999999,2.1831999999999998,2.5263,2.8847999999999998,0.19641,0.17191000000000001,0.19500000000000001,0.22167999999999999,16573,14550,16452,18734,4.5571E-2,3.9903000000000001E-2,4.5241000000000003E-2,5.1773E-2,930.06,775.47,922.58,1095.8,0.21559,0.18754999999999999,0.21362,0.24639,0.36784,0.31684000000000001,0.36498999999999998,0.42118,3.3815,2.9685000000000001,3.3475000000000001,3.8248000000000002,55.014000000000003,47.924999999999997,54.692,62.499000000000002,39.049999999999997,23.774999999999999,39.189,53.688000000000002,3735,3273.4,3704.9,4209.2,3624.1,3162.8,3600.6,4111.6000000000004,18.962,15.409000000000001,18.384,23.427,1406.6,1231.3,1396.3,1599.5,2.5360999999999998,2.2214999999999998,2.5177,2.8635000000000002,0.20399999999999999,0.17785000000000001,0.20293,0.23322999999999999,4.2881,3.7591000000000001,4.2531999999999996,4.8472999999999997,0.28249000000000002,0.24554000000000001,0.28028999999999998,0.3221,19503,17020,19333,22110,4.1586999999999999E-2,3.5506999999999997E-2,4.1326000000000002E-2,4.7622999999999999E-2,0.56869000000000003,0.46428999999999998,0.55922000000000005,0.68237000000000003,2.7393000000000001,2.3643999999999998,2.7143000000000002,3.1665000000000001]
[195.25,6.0985999999999999E-2,5.3245000000000001E-2,6.0562999999999999E-2,6.9495000000000001E-2,6.2180999999999997,4.7586000000000004,6.1185,7.8650000000000002,41933,37283,41644,46746,21.350999999999999,18.513000000000002,21.196000000000002,24.154,33.534999999999997,29.391999999999999,33.228000000000002,37.814,2.5546000000000002,2.2010000000000001,2.5442,2.9022000000000001,0.19786999999999999,0.17363000000000001,0.19641,0.22294,16694,14677,16588,18823,4.5857000000000002E-2,4.0226999999999999E-2,4.5504999999999997E-2,5.2068999999999997E-2,932.26,776.98,927.09,1096.8,0.21667,0.18856000000000001,0.21457000000000001,0.24809999999999999,0.36987999999999999,0.31917000000000001,0.36685000000000001,0.42291000000000001,3.4068999999999998,2.9940000000000002,3.3719999999999999,3.8473999999999999,55.363999999999997,48.337000000000003,55.079000000000001,62.764000000000003,39.052999999999997,23.774999999999999,39.189,53.707000000000001,3763.5,3301,3730.8,4235.2,3648.7,3190.7,3619.8,4133.5,19.073,15.487,18.518000000000001,23.471,1415.2,1242.5999999999999,1405.7,1610.2,2.5552999999999999,2.2403,2.5348000000000002,2.8805000000000001,0.20532,0.17960999999999999,0.20422999999999999,0.23444999999999999,4.3208000000000002,3.7905000000000002,4.2824999999999998,4.8773999999999997,0.28405000000000002,0.24695,0.28188000000000002,0.32329999999999998,19650,17163,19493,22279,4.1739999999999999E-2,3.5682999999999999E-2,4.1447999999999999E-2,4.7897000000000002E-2,0.56789999999999996,0.46277000000000001,0.55878000000000005,0.68049000000000004,2.7515999999999998,2.3778000000000001,2.726,3.1755]
[195.333,6.1699999999999998E-2,5.4096999999999999E-2,6.1377000000000001E-2,7.0206000000000005E-2,6.2180999999999997,4.7586000000000004,6.1185,7.8650000000000002,42269,37510,41955,47089,21.484999999999999,18.678999999999998,21.361999999999998,24.38,33.781999999999996,29.64,33.555999999999997,38.027000000000001,2.5746000000000002,2.2246999999999999,2.5611000000000002,2.9272,0.19922000000000001,0.17483000000000001,0.19756000000000001,0.22449,16813,14757,16697,18878,4.6314000000000001E-2,4.0755E-2,4.6003000000000002E-2,5.2520999999999998E-2,951.14,794.56,940.52,1123.2,0.21953,0.19097,0.21779000000000001,0.25124999999999997,0.37426999999999999,0.32357999999999998,0.37241999999999997,0.42770999999999998,3.4293,3.0118999999999998,3.4026999999999998,3.8721999999999999,55.890999999999998,48.844999999999999,55.540999999999997,63.222999999999999,39.061999999999998,23.774999999999999,39.189,53.707000000000001,3787.4,3320.8,3759.7,4263,3680,3228.3,3659.4,4156.5,19.241,15.584,18.731000000000002,23.635999999999999,1430,1255.5,1421.7,1624.4,2.5716999999999999,2.2576999999999998,2.5545,2.8944999999999999,0.2074,0.182,0.20594999999999999,0.23673,4.3479999999999999,3.8134000000000001,4.3163,4.8926999999999996,0.28728999999999999,0.25102000000000002,0.28516000000000002,0.32788,19777,17277,19641,22428,4.2452999999999998E-2,3.6354999999999998E-2,4.2215999999999997E-2,4.8614999999999998E-2,0.58548999999999995,0.47037000000000001,0.57886000000000004,0.69957999999999998,2.7936000000000001,2.411,2.7715000000000001,3.2122999999999999]
[195.417,6.1893999999999998E-2,5.4231000000000001E-2,6.1434999999999997E-2,7.0389999999999994E-2,6.2180999999999997,4.7586000000000004,6.1185,7.8650000000000002,42262,37569,42018,47207,21.428000000000001,18.611999999999998,21.323,24.245999999999999,33.731000000000002,29.645,33.546999999999997,37.868000000000002,2.5722,2.2208999999999999,2.5598000000000001,2.9304999999999999,0.19880999999999999,0.17496999999999999,0.19747000000000001,0.22337000000000001,16783,14755,16649,18844,4.6377000000000002E-2,4.0739999999999998E-2,4.6040999999999999E-2,5.2549999999999999E-2,962.3,814.07,951.18,1132.2,0.22072,0.19241,0.21962999999999999,0.25396000000000002,0.37574999999999997,0.32550000000000001,0.37402999999999997,0.42958000000000002,3.4214000000000002,3.0045000000000002,3.3963999999999999,3.8481999999999998,55.972000000000001,49.152000000000001,55.542999999999999,63.335000000000001,39.064,23.774999999999999,39.189,53.707000000000001,3777.7,3316.9,3742.8,4245.8999999999996,3679.4,3229.4,3660.4,4133.7,19.376000000000001,15.643000000000001,18.78,23.847000000000001,1432.6,1258.8,1424,1628.2,2.5653000000000001,2.2534000000000001,2.5430999999999999,2.8837999999999999,0.20754,0.18285000000000001,0.20591999999999999,0.23685999999999999,4.3365999999999998,3.8163999999999998,4.3040000000000003,4.8705999999999996,0.28816999999999998,0.25324000000000002,0.28578999999999999,0.3281,19732,17354,19567,22305,4.2838000000000001E-2,3.7041999999999999E-2,4.2615E-2,4.9030999999999998E-2,0.59913000000000005,0.48533999999999999,0.59274000000000004,0.71314,2.8098999999999998,2.4306000000000001,2.7898999999999998,3.2448000000000001]
[195.5,6.1373999999999998E-2,5.3726999999999997E-2,6.0898000000000001E-2,6.9636000000000003E-2,6.2180999999999997,4.7586000000000004,6.1185,7.8650000000000002,41858,37188,41531,46601,21.2,18.286999999999999,21.151,24.021999999999998,33.387999999999998,29.364999999999998,33.130000000000003,37.408999999999999,2.5466000000000002,2.2040000000000002,2.5369999999999999,2.9032,0.19674,0.17287,0.19561999999999999,0.22141,16611,14626,16475,18663,4.5959E-2,4.0294000000000003E-2,4.5697000000000002E-2,5.1970000000000002E-2,957.84,810.69,943.9,1133.4000000000001,0.21904999999999999,0.19109000000000001,0.21745999999999999,0.25148999999999999,0.37275999999999998,0.32289000000000001,0.37097999999999998,0.42381999999999997,3.3855,2.9683000000000002,3.3519999999999999,3.8012000000000001,55.459000000000003,48.677,55.14,62.685000000000002,39.063000000000002,23.774999999999999,39.189,53.707000000000001,3737.6,3284.3,3711.6,4204.8,3643.5,3204.6,3616.5,4089,19.206,15.545,18.675000000000001,23.533999999999999,1419.9,1249.2,1411.1,1604,2.5381,2.2288000000000001,2.5198,2.8559000000000001,0.20566000000000001,0.18035000000000001,0.20429,0.2356,4.2904,3.7717000000000001,4.2638999999999996,4.8304,0.28571000000000002,0.24956999999999999,0.28377999999999998,0.32544000000000001,19524,17112,19379,22034,4.2576000000000003E-2,3.6611999999999999E-2,4.2412999999999999E-2,4.8582E-2,0.59863999999999995,0.48314000000000001,0.59160999999999997,0.72065999999999997,2.7907999999999999,2.4262999999999999,2.7660999999999998,3.2105000000000001]
[195.583,6.1171000000000003E-2,5.3374999999999999E-2,6.0852000000000003E-2,6.9209999999999994E-2,6.2180999999999997,4.7586000000000004,6.1185,7.8650000000000002,41718,36949,41376,46558,21.131,18.241,21.074000000000002,24.053000000000001,33.277999999999999,29.113,33.039000000000001,37.411999999999999,2.5381,2.1964999999999999,2.5264000000000002,2.8996,0.19608999999999999,0.17125000000000001,0.19464999999999999,0.22103,16556,14457,16462,18664,4.5805999999999999E-2,3.9995000000000003E-2,4.5587999999999997E-2,5.1825000000000003E-2,955.07,807.29,941.2,1123.4000000000001,0.21829999999999999,0.19070000000000001,0.21692,0.25034000000000001,0.37137999999999999,0.32024999999999998,0.36931999999999998,0.42148000000000002,3.3744000000000001,2.9550000000000001,3.3491,3.8098999999999998,55.274000000000001,48.53,55.069000000000003,62.826999999999998,39.061,23.774999999999999,39.189,53.707000000000001,3725.3,3262.1,3700.1,4197.8999999999996,3631.5,3177.9,3613.8,4083.9,19.12,15.555,18.62,23.332000000000001,1415.2,1238.5999999999999,1404.8,1591.9,2.5297999999999998,2.2139000000000002,2.5087999999999999,2.8477999999999999,0.20494000000000001,0.17946999999999999,0.20335,0.23451,4.2763999999999998,3.7366999999999999,4.2451999999999996,4.8178999999999998,0.28475,0.24837000000000001,0.28232000000000002,0.32480999999999999,19461,17003,19321,21996,4.2439999999999999E-2,3.6470000000000002E-2,4.2174999999999997E-2,4.8552999999999999E-2,0.59662000000000004,0.48218,0.58789000000000002,0.72089999999999999,2.7812000000000001,2.4060000000000001,2.7555999999999998,3.1839]
[195.667,6.1009000000000001E-2,5.3039999999999997E-2,6.0704000000000001E-2,6.8966E-2,6.2180999999999997,4.7586000000000004,6.1185,7.8650000000000002,41651,36778,41318,46571,21.113,18.13,21.013999999999999,24.120999999999999,33.237000000000002,28.943999999999999,33.037999999999997,37.625999999999998,2.5345,2.1810999999999998,2.5289999999999999,2.8913000000000002,0.19589000000000001,0.17050999999999999,0.19450999999999999,0.22166,16537,14369,16433,18621,4.5711000000000002E-2,3.9985E-2,4.5371000000000002E-2,5.1791999999999998E-2,950.05,801.19,935.74,1112.7,0.21759999999999999,0.18945000000000001,0.21639,0.24851999999999999,0.37021999999999999,0.318,0.36915999999999999,0.42147000000000001,3.3711000000000002,2.9310999999999998,3.3521999999999998,3.8169,55.16,48.316000000000003,54.938000000000002,62.735999999999997,39.058,23.774999999999999,39.189,53.707000000000001,3722,3240.9,3696.2,4205.5,3625.6,3162,3601.8,4092.6,19.064,15.503,18.651,23.285,1412.1,1234.4000000000001,1402.6,1594.9,2.5274999999999999,2.2000999999999999,2.5074999999999998,2.8628999999999998,0.20452000000000001,0.17806,0.20327999999999999,0.23444000000000001,4.2725999999999997,3.7208000000000001,4.2445000000000004,4.8395000000000001,0.28399000000000002,0.24643000000000001,0.28192,0.32399,19442,16865,19368,22131,4.2252999999999999E-2,3.6256999999999998E-2,4.1910999999999997E-2,4.8343999999999998E-2,0.59150000000000003,0.47616999999999998,0.58433999999999997,0.71550999999999998,2.7713000000000001,2.3841999999999999,2.7553999999999998,3.1621999999999999]
[195.75,6.0448000000000002E-2,5.2464999999999998E-2,5.9942000000000002E-2,6.8487000000000006E-2,6.2180999999999997,4.7586000000000004,6.1185,7.8650000000000002,41283,36264,40925,46034,20.927,17.914000000000001,20.808,23.972999999999999,32.941000000000003,28.533000000000001,32.779000000000003,37.375999999999998,2.5118,2.1560999999999999,2.5051999999999999,2.8771,0.19414999999999999,0.16844000000000001,0.19298000000000001,0.21983,16390,14172,16278,18541,4.5295000000000002E-2,3.9494000000000001E-2,4.4882999999999999E-2,5.1479999999999998E-2,940.89,790.77,927.1,1100.3,0.21557000000000001,0.18648000000000001,0.21385000000000001,0.24568000000000001,0.36691000000000001,0.31420999999999999,0.36736000000000002,0.42059999999999997,3.3412999999999999,2.8933,3.3170000000000002,3.7934000000000001,54.658999999999999,47.502000000000002,54.265000000000001,62.186,39.034999999999997,23.774999999999999,39.188000000000002,53.643000000000001,3689.2,3198.9,3669,4184.8999999999996,3593,3121.5,3569.2,4058.1,18.916,15.316000000000001,18.405999999999999,22.983000000000001,1399.2,1219.5999999999999,1387.6,1584.6,2.5051999999999999,2.1724000000000001,2.4891999999999999,2.8405,0.20272000000000001,0.17584,0.20191999999999999,0.23250999999999999,4.2348999999999997,3.6657000000000002,4.2110000000000003,4.8003999999999998,0.28133999999999998,0.24401,0.27923999999999999,0.32067000000000001,19270,16644,19168,21980,4.1847000000000002E-2,3.5716999999999999E-2,4.1539E-2,4.7912999999999997E-2,0.58528999999999998,0.47105000000000002,0.58008000000000004,0.70814999999999995,2.7456999999999998,2.3447,2.7233999999999998,3.1288999999999998]
[195.833,6.0266E-2,5.2332999999999998E-2,5.9820999999999999E-2,6.8450999999999998E-2,6.2180999999999997,4.7586000000000004,6.1185,7.8650000000000002,41176,36115,40859,46047,20.875,17.829999999999998,20.715,23.975000000000001,32.856999999999999,28.434000000000001,32.713999999999999,37.331000000000003,2.5053999999999998,2.1413000000000002,2.5009999999999999,2.8601000000000001,0.19366,0.16761999999999999,0.19258,0.21972,16349,14118,16238,18512,4.5168E-2,3.9220999999999999E-2,4.4748999999999997E-2,5.1513999999999997E-2,936.68,785.17,921.89,1097,0.21489,0.18553,0.21242,0.24510999999999999,0.36570000000000003,0.31304999999999999,0.36636999999999997,0.42004999999999998,3.3330000000000002,2.8803000000000001,3.3104,3.7873999999999999,54.5,47.122,54.04,62.01,39.036999999999999,23.774999999999999,39.180999999999997,53.582999999999998,3680,3182.9,3664.4,4165.8,3583.5,3106.9,3563.4,4049.2,18.969000000000001,15.186,18.398,23.114999999999998,1395.2,1212.9000000000001,1383.2,1579.3,2.4990000000000001,2.1627999999999998,2.4889999999999999,2.8233000000000001,0.20215,0.17435,0.20144999999999999,0.23191999999999999,4.2244999999999999,3.6503000000000001,4.2103000000000002,4.7774000000000001,0.28058,0.24224000000000001,0.27834999999999999,0.32040999999999997,19221,16603,19120,21849,4.1699E-2,3.5635E-2,4.1394E-2,4.8045999999999998E-2,0.58245000000000002,0.46672000000000002,0.57503000000000004,0.70452000000000004,2.7374999999999998,2.3296000000000001,2.7118000000000002,3.1252]
[195.917,6.0311999999999998E-2,5.2324000000000002E-2,5.987E-2,6.8401000000000003E-2,6.2180999999999997,4.7586000000000004,6.1185,7.8650000000000002,41250,36202,40915,46243,20.925000000000001,17.827000000000002,20.777000000000001,23.96,32.923999999999999,28.518999999999998,32.722999999999999,37.414999999999999,2.5103,2.1429,2.5049999999999999,2.8631000000000002,0.19409000000000001,0.16816999999999999,0.19278999999999999,0.21979000000000001,16384,14167,16266,18544,4.5227000000000003E-2,3.9215E-2,4.4852999999999997E-2,5.1461E-2,934.84,783.7,920.29,1096.9000000000001,0.21493999999999999,0.18532000000000001,0.21273,0.24524000000000001,0.3659,0.31364999999999998,0.36638999999999999,0.41913,3.3407,2.8917000000000002,3.3188,3.7949000000000002,54.573,47.116,54.131,62.02,39.052999999999997,23.774999999999999,39.189,53.707000000000001,3688.7,3193.8,3670.8,4174,3589.7,3104.2,3567.7,4058.6,18.975999999999999,15.228999999999999,18.396999999999998,23.163,1396.8,1212.5999999999999,1385.9,1581.6,2.5047999999999999,2.1674000000000002,2.4948000000000001,2.8275999999999999,0.20241000000000001,0.17427000000000001,0.20225000000000001,0.23197000000000001,4.2344999999999997,3.6627000000000001,4.2176999999999998,4.7865000000000002,0.28079999999999999,0.24318999999999999,0.27850000000000003,0.32122000000000001,19266,16645,19186,21872,4.1666000000000002E-2,3.5589000000000003E-2,4.1382000000000002E-2,4.7997999999999999E-2,0.57974999999999999,0.46627000000000002,0.57225000000000004,0.70018000000000002,2.7372000000000001,2.3338999999999999,2.7138,3.1276999999999999]
[196,6.0268000000000002E-2,5.2296000000000002E-2,5.9837000000000001E-2,6.8275000000000002E-2,6.2180999999999997,4.7586000000000004,6.1185,7.8650000000000002,41286,36274,40958,46253,20.959,17.855,20.82,23.975000000000001,32.962000000000003,28.588000000000001,32.761000000000003,37.445,2.5125999999999999,2.1414,2.5070000000000001,2.8635000000000002,0.19436,0.16864000000000001,0.19314999999999999,0.21981000000000001,16404,14213,16281,18548,4.5226000000000002E-2,3.9227999999999999E-2,4.4871000000000001E-2,5.1346999999999997E-2,930.65,781.81,917.1,1092.5999999999999,0.21461,0.18522,0.21265000000000001,0.24467,0.3654,0.31307000000000001,0.36586999999999997,0.41820000000000002,3.3456999999999999,2.8978999999999999,3.3209,3.7997999999999998,54.58,47.125,54.194000000000003,62.003,39.054000000000002,23.774999999999999,39.189,53.686,3694.6,3199.8,3677.3,4176.6000000000004,3592,3109.1,3570.2,4064.6,18.960999999999999,15.247999999999999,18.41,23.204999999999998,1396.5,1212.8,1386.1,1579.9,2.5087999999999999,2.1713,2.4965000000000002,2.8328000000000002,0.20244999999999999,0.17458000000000001,0.20247999999999999,0.23183999999999999,4.2412999999999998,3.6678000000000002,4.2191999999999998,4.7949000000000002,0.28060000000000002,0.24301,0.27817999999999998,0.32090999999999997,19295,16684,19229,21883,4.1537999999999999E-2,3.5528999999999998E-2,4.1221000000000001E-2,4.7872999999999999E-2,0.57469999999999999,0.46312999999999999,0.56662000000000001,0.69447999999999999,2.7321,2.3344,2.7063000000000001,3.1233]
[196.083,6.0325999999999998E-2,5.2366999999999997E-2,5.9934000000000001E-2,6.8245E-2,6.2180999999999997,4.7586000000000004,6.1185,7.8650000000000002,41402,36458,41069,46312,21.035,17.940999999999999,20.895,24.036000000000001,33.064,28.734999999999999,32.875999999999998,37.466000000000001,2.5194999999999999,2.1509999999999998,2.5129000000000001,2.8660999999999999,0.19500999999999999,0.16941999999999999,0.19406999999999999,0.22026000000000001,16457,14271,16356,18593,4.5307E-2,3.9315999999999997E-2,4.4989000000000001E-2,5.1374000000000003E-2,927.5,780.5,914.65,1088.4000000000001,0.21462000000000001,0.18543999999999999,0.21251,0.24440000000000001,0.36551,0.31376999999999999,0.36599999999999999,0.41804999999999998,3.3573,2.9098000000000002,3.3342000000000001,3.8060999999999998,54.685000000000002,47.323,54.305,61.976999999999997,39.051000000000002,23.774999999999999,39.189,53.686,3707.9,3214.6,3691,4184.3999999999996,3601,3124.4,3585,4072.5,18.975999999999999,15.337999999999999,18.396000000000001,23.187999999999999,1398.7,1217.9000000000001,1388.3,1580.1,2.5177,2.1837,2.5076000000000001,2.8424999999999998,0.20285,0.17557,0.20252000000000001,0.23199,4.2567000000000004,3.6905000000000001,4.2356999999999996,4.8079999999999998,0.28086,0.24357000000000001,0.27839999999999998,0.32071,19363,16789,19305,21928,4.1465000000000002E-2,3.5506999999999997E-2,4.1155999999999998E-2,4.7636999999999999E-2,0.56991999999999998,0.45900999999999997,0.56179000000000001,0.68877999999999995,2.7309000000000001,2.3325,2.7044000000000001,3.1126999999999998]
[196.167,6.0484000000000003E-2,5.2526999999999997E-2,6.0041999999999998E-2,6.8344000000000002E-2,6.2180999999999997,4.7586000000000004,6.1185,7.8650000000000002,41584,36710,41253,46351,21.146999999999998,18.076000000000001,20.991,24.138000000000002,33.222999999999999,28.927,33.066000000000003,37.548999999999999,2.5304000000000002,2.1657999999999999,2.5232000000000001,2.8738999999999999,0.19600000000000001,0.17054,0.1953,0.22095999999999999,16538,14356,16452,18658,4.5463000000000003E-2,3.9476999999999998E-2,4.514E-2,5.1413E-2,925.83,779.79,913.61,1086.3,0.21498,0.18601999999999999,0.21260999999999999,0.24454999999999999,0.36620999999999998,0.31485999999999997,0.36667,0.41843999999999998,3.3748,2.9297,3.3525999999999998,3.8167,54.881,47.564999999999998,54.497,62.097000000000001,39.046999999999997,23.774999999999999,39.189,53.686,3727.6,3237.3,3711.8,4199,3616,3143.2,3599.7,4084.7,19.021000000000001,15.369,18.43,23.216999999999999,1403.2,1224.5999999999999,1392.6,1583.2,2.5310000000000001,2.2012,2.5217999999999998,2.8521999999999998,0.20358999999999999,0.17660999999999999,0.20330999999999999,0.23250999999999999,4.2793999999999999,3.7181000000000002,4.2595999999999998,4.8242000000000003,0.28159000000000001,0.24462999999999999,0.27925,0.32080999999999998,19463,16927,19408,22009,4.1458000000000002E-2,3.5520999999999997E-2,4.1177999999999999E-2,4.7565000000000003E-2,0.56596000000000002,0.45578000000000002,0.55766000000000004,0.68315999999999999,2.734,2.3351000000000002,2.7058,3.1107999999999998]
[196.25,6.0829000000000001E-2,5.2805999999999999E-2,6.0305999999999998E-2,6.8715999999999999E-2,6.2180999999999997,4.7586000000000004,6.1185,7.8650000000000002,41862,37027,41500,46575,21.306000000000001,18.254999999999999,21.132999999999999,24.332000000000001,33.46,29.15,33.323999999999998,37.720999999999997,2.5478999999999998,2.1835,2.5407999999999999,2.8927,0.19742999999999999,0.17204,0.1968,0.22228999999999999,16657,14495,16586,18751,4.5749999999999999E-2,3.9815000000000003E-2,4.5434000000000002E-2,5.1700000000000003E-2,928.35,781.81,915.21,1088.0999999999999,0.21609999999999999,0.18737000000000001,0.21387999999999999,0.24534,0.36807000000000001,0.31691000000000003,0.36831999999999998,0.42155999999999999,3.3997000000000002,2.9617,3.3788999999999998,3.8420000000000001,55.226999999999997,47.936,54.83,62.389000000000003,39.048999999999999,23.774999999999999,39.189,53.707000000000001,3755.4,3270.1,3743.6,4231,3640.5,3173.4,3620.6,4102.5,19.114999999999998,15.474,18.510999999999999,23.286999999999999,1411.7,1231.4000000000001,1401.2,1591.6,2.5497999999999998,2.2229999999999999,2.5417999999999998,2.8706,0.20491000000000001,0.17785000000000001,0.20469999999999999,0.23319000000000001,4.3114999999999997,3.7538,4.2934000000000001,4.8521999999999998,0.28315000000000001,0.24618000000000001,0.28101999999999999,0.32171,19615,17110,19557,22158,4.1614999999999999E-2,3.5712000000000001E-2,4.1272999999999997E-2,4.7669000000000003E-2,0.56562000000000001,0.45728000000000002,0.55798000000000003,0.68118000000000001,2.7467999999999999,2.3458000000000001,2.7206999999999999,3.1288]
[196.333,6.1545999999999997E-2,5.3657000000000003E-2,6.1032000000000003E-2,6.9385000000000002E-2,6.2180999999999997,4.7586000000000004,6.1185,7.8650000000000002,42179,37335,41866,46672,21.434999999999999,18.381,21.247,24.433,33.701000000000001,29.417000000000002,33.536000000000001,37.844999999999999,2.5680000000000001,2.2079,2.5554999999999999,2.9131,0.19875000000000001,0.17349000000000001,0.19782,0.223,16773,14677,16693,18840,4.6206999999999998E-2,4.0354000000000001E-2,4.5844000000000003E-2,5.1991999999999997E-2,948.86,802.92,933.22,1113.5,0.21906,0.19078000000000001,0.21684999999999999,0.24836,0.37273000000000001,0.32117000000000001,0.37259999999999999,0.42946000000000001,3.4216000000000002,2.9859,3.3961000000000001,3.8536999999999999,55.750999999999998,48.607999999999997,55.283999999999999,62.723999999999997,39.061999999999998,23.774999999999999,39.189,53.707000000000001,3778.6,3294.3,3766,4244.2,3671.4,3201.6,3651.6,4128.1000000000004,19.423999999999999,15.673,18.751999999999999,23.669,1426.5,1246.9000000000001,1415.8,1604.8,2.5657000000000001,2.2376999999999998,2.5558999999999998,2.8807,0.20687,0.18017,0.20588000000000001,0.23629,4.3377999999999997,3.7854999999999999,4.3213999999999997,4.8761000000000001,0.28660999999999998,0.25063999999999997,0.28441,0.32615,19739,17223,19643,22213,4.2360000000000002E-2,3.6345000000000002E-2,4.1958000000000002E-2,4.8479000000000001E-2,0.58375999999999995,0.46977999999999998,0.57682999999999995,0.70118999999999998,2.786,2.3856999999999999,2.7639,3.19]
[196.417,6.1761999999999997E-2,5.3953000000000001E-2,6.1348E-2,6.9351999999999997E-2,6.2180999999999997,4.7586000000000004,6.1185,7.8650000000000002,42123,37369,41823,46601,21.364000000000001,18.390999999999998,21.172000000000001,24.303999999999998,33.637,29.411000000000001,33.479999999999997,37.723999999999997,2.5653999999999999,2.2161,2.5506000000000002,2.9203000000000001,0.19822999999999999,0.17305000000000001,0.19733000000000001,0.22212999999999999,16734,14630,16658,18751,4.6267999999999997E-2,4.0593999999999998E-2,4.5838999999999998E-2,5.1874999999999998E-2,962.78,812.48,946.36,1134.4000000000001,0.22037999999999999,0.19245999999999999,0.21862999999999999,0.25019000000000002,0.37448999999999999,0.32212000000000002,0.37312000000000001,0.42631999999999998,3.4117999999999999,2.9763000000000002,3.3896999999999999,3.8271999999999999,55.783999999999999,48.947000000000003,55.356000000000002,62.488,39.064,23.774999999999999,39.189,53.707000000000001,3766.5,3286.6,3752,4224,3669.4,3202.9,3652.1,4113.2,19.731000000000002,15.625999999999999,18.789000000000001,23.75,1429.3,1251.7,1419.4,1602.5,2.5577000000000001,2.2372999999999998,2.5482,2.8618999999999999,0.20696999999999999,0.18079000000000001,0.20588000000000001,0.23573,4.3235999999999999,3.7804000000000002,4.3120000000000003,4.8487,0.28760999999999998,0.25185000000000002,0.28537000000000001,0.32708999999999999,19681,17175,19594,22159,4.2805000000000003E-2,3.7118999999999999E-2,4.2375999999999997E-2,4.8890000000000003E-2,0.59952000000000005,0.48330000000000001,0.58908000000000005,0.73082999999999998,2.8062999999999998,2.4039999999999999,2.7827000000000002,3.2119]
[196.5,6.1225000000000002E-2,5.3608999999999997E-2,6.0766000000000001E-2,6.8615999999999996E-2,6.2180999999999997,4.7586000000000004,6.1185,7.8650000000000002,41703,36949,41469,46397,21.131,18.172000000000001,20.97,24.166,33.286000000000001,29.193999999999999,33.094000000000001,37.347999999999999,2.5392999999999999,2.2000999999999999,2.5198,2.891,0.19611999999999999,0.17191000000000001,0.19488,0.21962000000000001,16559,14543,16465,18545,4.5834E-2,4.0156999999999998E-2,4.5442999999999997E-2,5.1318000000000003E-2,957.13,809.73,942.26,1131.0999999999999,0.21867,0.19103999999999999,0.21698999999999999,0.2477,0.37136000000000002,0.31903999999999999,0.36937999999999999,0.42252000000000001,3.3754,2.9523999999999999,3.3513000000000002,3.7835000000000001,55.250999999999998,48.656999999999996,54.847000000000001,62.02,39.064,23.774999999999999,39.189,53.707000000000001,3725.7,3268.7,3710.5,4182.5,3632.9,3168,3612.4,4073.2,19.533999999999999,15.433,18.637,23.661999999999999,1416.2,1236.9000000000001,1405.4,1583.1,2.5299999999999998,2.2193999999999998,2.5154000000000001,2.8393999999999999,0.20493,0.17904,0.20347000000000001,0.23365,4.2766999999999999,3.7444999999999999,4.2462,4.7976999999999999,0.28520000000000001,0.24989,0.28310000000000002,0.32212000000000002,19472,17105,19369,21947,4.2523999999999999E-2,3.6824000000000003E-2,4.2275E-2,4.8445000000000002E-2,0.59870000000000001,0.48731000000000002,0.58819999999999995,0.72738999999999998,2.7848000000000002,2.38,2.7591999999999999,3.18]
[196.583,6.0999999999999999E-2,5.3455999999999997E-2,6.0644000000000003E-2,6.8393999999999996E-2,6.2180999999999997,4.7586000000000004,6.1185,7.8650000000000002,41554,36795,41463,46201,21.059000000000001,18.09,20.881,23.972000000000001,33.17,28.983000000000001,32.981999999999999,37.289000000000001,2.5306000000000002,2.1916000000000002,2.5053999999999998,2.8883000000000001,0.19545000000000001,0.17168,0.19424,0.21973999999999999,16502,14487,16382,18561,4.5668E-2,3.9750000000000001E-2,4.5345999999999997E-2,5.1124000000000003E-2,953.6,806.07,938.34,1130.3,0.21787000000000001,0.18989,0.21582999999999999,0.24684,0.36981999999999998,0.31735000000000002,0.36875000000000002,0.41948000000000002,3.3639000000000001,2.9483000000000001,3.3414999999999999,3.7835999999999999,55.048000000000002,48.441000000000003,54.8,61.805999999999997,39.061999999999998,23.774999999999999,39.189,53.707000000000001,3713,3266.6,3690.2,4177.8999999999996,3620.2,3148.1,3600.8,4072.5,19.440999999999999,15.381,18.584,23.53,1411.1,1233,1403.3,1581.3,2.5213999999999999,2.218,2.5030999999999999,2.8331,0.20419000000000001,0.17793999999999999,0.20233999999999999,0.2336,4.2621000000000002,3.7425999999999999,4.2358000000000002,4.7986000000000004,0.28423999999999999,0.25004999999999999,0.28156999999999999,0.32038,19405,17043,19288,21895,4.2353000000000002E-2,3.6681999999999999E-2,4.2092999999999998E-2,4.8286999999999997E-2,0.59599999999999997,0.48159999999999997,0.58548,0.72057000000000004,2.774,2.3717999999999999,2.7623000000000002,3.1591]
[196.667,6.0830000000000002E-2,5.3433000000000001E-2,6.0412E-2,6.8484000000000003E-2,6.2180999999999997,4.7586000000000004,6.1185,7.8650000000000002,41475,36641,41288,46257,21.033000000000001,18.068999999999999,20.850999999999999,23.94,33.119999999999997,29.01,32.889000000000003,37.261000000000003,2.5263,2.1909000000000001,2.5004,2.8839000000000001,0.19517999999999999,0.17108999999999999,0.19400000000000001,0.22031999999999999,16478,14448,16389,18586,4.5561999999999998E-2,3.9682000000000002E-2,4.5298999999999999E-2,5.1216999999999999E-2,948.48,802.42,933.36,1129.0999999999999,0.21712999999999999,0.18912999999999999,0.21556,0.24501999999999999,0.36858999999999997,0.31736999999999999,0.36769000000000002,0.41815000000000002,3.3595999999999999,2.9523000000000001,3.3323999999999998,3.7881999999999998,54.933,48.177,54.628999999999998,61.807000000000002,39.055,23.774999999999999,39.189,53.707000000000001,3708.4,3251.6,3686.8,4186.3999999999996,3613.4,3146.7,3593.6,4069.9,19.388999999999999,15.3,18.504000000000001,23.61,1407.7,1232.4000000000001,1398.7,1583.8,2.5183,2.2088000000000001,2.5030999999999999,2.8471000000000002,0.20376,0.17763000000000001,0.20166999999999999,0.23313999999999999,4.2568999999999999,3.7372000000000001,4.2309000000000001,4.8071999999999999,0.28344000000000003,0.24876999999999999,0.28058,0.31957999999999998,19380,16983,19272,21884,4.2164E-2,3.6541999999999998E-2,4.1870999999999998E-2,4.8195000000000002E-2,0.59118999999999999,0.48000999999999999,0.58016000000000001,0.71048,2.7637,2.3576000000000001,2.7595999999999998,3.1623999999999999]
[196.75,6.0252E-2,5.2691000000000002E-2,5.9811999999999997E-2,6.8131999999999998E-2,6.2180999999999997,4.7586000000000004,6.1185,7.8650000000000002,41096,36372,40920,45918,20.841999999999999,17.966000000000001,20.634,23.719000000000001,32.817,28.786000000000001,32.593000000000004,37.097999999999999,2.5030999999999999,2.1787000000000001,2.4796,2.8618999999999999,0.19339999999999999,0.16925999999999999,0.19239000000000001,0.21987000000000001,16327,14262,16235,18514,4.5138999999999999E-2,3.9515000000000002E-2,4.4889999999999999E-2,5.0875999999999998E-2,939.01,790.96,922.64,1120.5999999999999,0.21503,0.18683,0.21367,0.24401999999999999,0.36493999999999999,0.31303999999999998,0.36374000000000001,0.41410000000000002,3.3290000000000002,2.9195000000000002,3.3005,3.7656999999999998,54.421999999999997,47.697000000000003,54.003999999999998,61.554000000000002,39.031999999999996,23.774999999999999,39.189,53.686,3674.8,3217.2,3652.1,4172,3580,3133,3561.5,4042.4,19.190000000000001,15.214,18.276,23.414000000000001,1394.4,1224.0999999999999,1382.8,1576.4,2.4954000000000001,2.1878000000000002,2.4784000000000002,2.8361000000000001,0.20186999999999999,0.17568,0.19983999999999999,0.23161999999999999,4.2183000000000002,3.6928999999999998,4.1910999999999996,4.7881999999999998,0.28070000000000001,0.24568000000000001,0.27689000000000002,0.31830999999999998,19203,16809,19077,21768,4.1737000000000003E-2,3.6089999999999997E-2,4.1399999999999999E-2,4.7841000000000002E-2,0.58469000000000004,0.47092000000000001,0.57293000000000005,0.70484999999999998,2.7370000000000001,2.3267000000000002,2.7284000000000002,3.1413000000000002]
[196.833,6.0054000000000003E-2,5.2631999999999998E-2,5.9672000000000003E-2,6.7993999999999999E-2,6.2180999999999997,4.7586000000000004,6.1185,7.8650000000000002,40988,36151,40759,45951,20.789000000000001,17.948,20.536999999999999,23.696999999999999,32.728999999999999,28.675000000000001,32.53,37.030999999999999,2.4964,2.1796000000000002,2.4721000000000002,2.8563000000000001,0.19289999999999999,0.16797999999999999,0.19178999999999999,0.21984999999999999,16284,14227,16168,18536,4.5000999999999999E-2,3.9544000000000003E-2,4.4720999999999997E-2,5.0908000000000002E-2,934.59,787.26,916.53,1111.5999999999999,0.21425,0.18634999999999999,0.2135,0.24348,0.36370999999999998,0.31208000000000002,0.36174000000000001,0.41263,3.3203999999999998,2.9047999999999998,3.2927,3.7551000000000001,54.259,47.478000000000002,53.906999999999996,61.491999999999997,39.042999999999999,23.754999999999999,39.189,53.707000000000001,3665.5,3196.9,3636.8,4176.2,3569.8,3133.4,3542.2,4032.6,19.206,15.225,18.282,23.431999999999999,1390.1,1222.2,1375.7,1573.2,2.4891000000000001,2.1688999999999998,2.4670999999999998,2.8334999999999999,0.20127999999999999,0.17524000000000001,0.19944999999999999,0.23105000000000001,4.2077,3.6804000000000001,4.1721000000000004,4.7789999999999999,0.27977999999999997,0.24381,0.27593000000000001,0.31735000000000002,19154,16724,18980,21766,4.1575000000000001E-2,3.6006999999999997E-2,4.1253999999999999E-2,4.7766999999999997E-2,0.58126,0.46960000000000002,0.57194999999999996,0.69769999999999999,2.7263999999999999,2.3241000000000001,2.7136999999999998,3.1301000000000001]
[196.917,6.0096999999999998E-2,5.2752E-2,5.9644999999999997E-2,6.8112000000000006E-2,6.2180999999999997,4.7586000000000004,6.1185,7.8650000000000002,41062,36082,40864,46121,20.835999999999999,17.981999999999999,20.564,23.773,32.792999999999999,28.722999999999999,32.552999999999997,37.073,2.5009000000000001,2.1850000000000001,2.4746999999999999,2.8610000000000002,0.19331000000000001,0.16868,0.19223000000000001,0.22011,16318,14240,16194,18554,4.5054999999999998E-2,3.9652E-2,4.4814E-2,5.0993999999999998E-2,932.87,783.58,914.72,1105.2,0.21426999999999999,0.18623999999999999,0.21362,0.24359,0.36379,0.31178,0.36168,0.41284999999999999,3.3277000000000001,2.9121000000000001,3.3031999999999999,3.7570000000000001,54.332000000000001,47.792999999999999,54.006999999999998,61.552999999999997,39.055,23.774999999999999,39.189,53.707000000000001,3673.8,3199.3,3646.7,4185.5,3575.6,3143.2,3550.2,4038.8,19.213000000000001,15.257,18.349,23.414000000000001,1391.6,1223.8,1380.3,1576.1,2.4946999999999999,2.1737000000000002,2.4742999999999999,2.8378000000000001,0.20154,0.17534,0.19955000000000001,0.23136999999999999,4.2172999999999998,3.6770999999999998,4.1839000000000004,4.7864000000000004,0.27997,0.24371999999999999,0.27637,0.31730999999999998,19195,16755,19007,21829,4.1539E-2,3.5907000000000001E-2,4.1246999999999999E-2,4.7555E-2,0.57860999999999996,0.46695999999999999,0.56999,0.69528999999999996,2.726,2.3285999999999998,2.7111999999999998,3.1309]
[197,6.0048999999999998E-2,5.2721999999999998E-2,5.9582999999999997E-2,6.8038000000000001E-2,6.2180999999999997,4.7586000000000004,6.1185,7.8650000000000002,41098,36168,40909,46167,20.869,18.042000000000002,20.614999999999998,23.798999999999999,32.83,28.853999999999999,32.591000000000001,37.058,2.5030999999999999,2.1855000000000002,2.476,2.8603000000000001,0.19356999999999999,0.16941999999999999,0.19231999999999999,0.22006000000000001,16337,14266,16213,18548,4.5053000000000003E-2,3.9660000000000001E-2,4.4821E-2,5.0953999999999999E-2,928.58,779.16,909.53,1098.2,0.21393999999999999,0.18584000000000001,0.21335000000000001,0.24318999999999999,0.36330000000000001,0.3115,0.36087000000000002,0.41221000000000002,3.3325,2.9226000000000001,3.3108,3.7585999999999999,54.337000000000003,47.854999999999997,54.002000000000002,61.473999999999997,39.054000000000002,23.774999999999999,39.189,53.707000000000001,3679.5,3207.7,3649.3,4188.1000000000004,3577.8,3147.6,3552.9,4036.8,19.193000000000001,15.271000000000001,18.315000000000001,23.376999999999999,1391.2,1223.9000000000001,1381.4,1574.5,2.4984999999999999,2.1804000000000001,2.4802,2.8386999999999998,0.20155999999999999,0.17516999999999999,0.19971,0.23153000000000001,4.2239000000000004,3.6827999999999999,4.1906999999999996,4.7893999999999997,0.27973999999999999,0.24349000000000001,0.27626000000000001,0.31706000000000001,19223,16790,19015,21867,4.1406999999999999E-2,3.5729999999999998E-2,4.1148999999999998E-2,4.7287999999999997E-2,0.57345999999999997,0.46346999999999999,0.56571000000000005,0.68925000000000003,2.7204999999999999,2.3264999999999998,2.7073,3.1223000000000001]
[197.083,6.0124999999999998E-2,5.2902999999999999E-2,5.9625999999999998E-2,6.8025000000000002E-2,6.2180999999999997,4.7586000000000004,6.1185,7.8650000000000002,41224,36314,41001,46213,20.952000000000002,18.181000000000001,20.706,23.835000000000001,32.942,28.998000000000001,32.692999999999998,37.146999999999998,2.5108999999999999,2.1970999999999998,2.4834999999999998,2.8641999999999999,0.19428999999999999,0.17024,0.19314999999999999,0.22062000000000001,16395,14355,16286,18594,4.5147E-2,3.9777E-2,4.4875999999999999E-2,5.1034000000000003E-2,925.73,777.94,907.07,1094.5,0.21401000000000001,0.18639,0.21349000000000001,0.24299999999999999,0.36353000000000002,0.31234000000000001,0.36142999999999997,0.41199000000000002,3.3452000000000002,2.9375,3.3216000000000001,3.7665000000000002,54.46,48.012999999999998,54.174999999999997,61.5,39.052,23.774999999999999,39.189,53.707000000000001,3694,3224.2,3665.1,4199.8999999999996,3587.9,3164.7,3562.6,4037.4,19.210999999999999,15.319000000000001,18.349,23.323,1393.8,1228,1383.7,1574,2.5083000000000002,2.1926999999999999,2.4901,2.8443999999999998,0.20202999999999999,0.17585000000000001,0.20011999999999999,0.23174,4.2405999999999997,3.7031000000000001,4.2061000000000002,4.8037000000000001,0.28009000000000001,0.24429999999999999,0.27685999999999999,0.31724000000000002,19297,16883,19091,21898,4.1346000000000001E-2,3.5713000000000002E-2,4.1070000000000002E-2,4.7234999999999999E-2,0.56884999999999997,0.46043000000000001,0.56125999999999998,0.68388000000000004,2.7201,2.3285,2.7082999999999999,3.1190000000000002]
[197.167,6.0297000000000003E-2,5.3114000000000001E-2,5.9811999999999997E-2,6.8142999999999995E-2,6.2180999999999997,4.7586000000000004,6.1185,7.8650000000000002,41414,36527,41172,46340,21.07,18.314,20.832000000000001,23.927,33.109000000000002,29.190999999999999,32.854999999999997,37.295000000000002,2.5224000000000002,2.2103000000000002,2.4940000000000002,2.8746,0.19531999999999999,0.17136999999999999,0.19414000000000001,0.22131999999999999,16480,14467,16375,18651,4.5314E-2,3.9938000000000001E-2,4.5052000000000002E-2,5.1171000000000001E-2,924.27,777.82,906.1,1092.0999999999999,0.21442,0.18695999999999999,0.21375,0.24310999999999999,0.36432999999999999,0.31329000000000001,0.36226999999999998,0.41221999999999998,3.3635000000000002,2.9535,3.34,3.7810000000000001,54.67,48.267000000000003,54.372999999999998,61.765000000000001,39.048000000000002,23.774999999999999,39.189,53.707000000000001,3714.6,3248.5,3685.5,4214.5,3603.8,3183.3,3583.5,4047.3,19.257999999999999,15.378,18.408999999999999,23.332000000000001,1398.7,1234.3,1389,1577.9,2.5221,2.2092999999999998,2.5059999999999998,2.855,0.20282,0.17677999999999999,0.20100000000000001,0.23236999999999999,4.2644000000000002,3.7319,4.2329999999999997,4.8217999999999996,0.28088999999999997,0.24548,0.27761999999999998,0.31790000000000002,19402,17007,19197,21996,4.1348999999999997E-2,3.5706000000000002E-2,4.1076000000000001E-2,4.7266000000000002E-2,0.56501000000000001,0.45733000000000001,0.55766000000000004,0.67893999999999999,2.7239,2.3332999999999999,2.7132999999999998,3.1231]
[197.25,6.0669000000000001E-2,5.3519999999999998E-2,6.0207999999999998E-2,6.8476999999999996E-2,6.2180999999999997,4.7586000000000004,6.1185,7.8650000000000002,41701,36845,41418,46565,21.234000000000002,18.472000000000001,21.013999999999999,24.13,33.354999999999997,29.434999999999999,33.101999999999997,37.475999999999999,2.5405000000000002,2.2296,2.5137,2.8923999999999999,0.19681000000000001,0.17297000000000001,0.19547999999999999,0.22248999999999999,16604,14608,16490,18747,4.5615999999999997E-2,4.0250000000000001E-2,4.5325999999999998E-2,5.1457000000000003E-2,927.41,783.1,910.95,1100.9000000000001,0.21561,0.18795000000000001,0.21468000000000001,0.24398,0.36647999999999997,0.31586999999999998,0.36416999999999999,0.41366000000000003,3.3893,2.9826000000000001,3.3645999999999998,3.8089,55.042999999999999,48.643000000000001,54.781999999999996,62.206000000000003,39.049999999999997,23.774999999999999,39.189,53.707000000000001,3743.4,3284.1,3710.9,4237.1000000000004,3629.4,3208.2,3608.9,4072.6,19.358000000000001,15.492000000000001,18.533999999999999,23.39,1407.8,1243.9000000000001,1398.1,1586.9,2.5415999999999999,2.2309000000000001,2.5222000000000002,2.8740000000000001,0.20416999999999999,0.17823,0.20227000000000001,0.23386999999999999,4.2975000000000003,3.7736999999999998,4.2668999999999997,4.8541999999999996,0.28260999999999997,0.24773999999999999,0.27929999999999999,0.31953999999999999,19550,17178,19377,22178,4.1540000000000001E-2,3.5855999999999999E-2,4.1213E-2,4.7395E-2,0.56527000000000005,0.45619999999999999,0.55742000000000003,0.67981000000000003,2.7385000000000002,2.3422999999999998,2.7261000000000002,3.1351]
[197.333,6.1423999999999999E-2,5.4176000000000002E-2,6.0977000000000003E-2,6.9305000000000005E-2,6.2180999999999997,4.7586000000000004,6.1185,7.8650000000000002,42026,37356,41756,46972,21.372,18.672999999999998,21.114999999999998,24.355,33.612000000000002,29.591000000000001,33.320999999999998,37.814,2.5615000000000001,2.2431000000000001,2.5363000000000002,2.9190999999999998,0.19821,0.17438999999999999,0.19683999999999999,0.22308,16728,14717,16586,18827,4.6099000000000001E-2,4.0568E-2,4.5752000000000001E-2,5.1921000000000002E-2,948.35,797.73,932.28,1119.2,0.21868000000000001,0.19019,0.21762000000000001,0.2472,0.37186999999999998,0.31883,0.36936000000000002,0.42338999999999999,3.4123999999999999,3.0078,3.3816999999999999,3.8378000000000001,55.643000000000001,49.073,55.268000000000001,62.594000000000001,39.064,23.774999999999999,39.189,53.707000000000001,3768,3312.1,3733.4,4227.3999999999996,3662.1,3233.7,3643.6,4125.7,19.608000000000001,15.709,18.741,23.69,1423.4,1253.7,1415.2,1601.2,2.5585,2.2524000000000002,2.5347,2.8736999999999999,0.20610999999999999,0.18056,0.20397000000000001,0.23563000000000001,4.3255999999999997,3.8027000000000002,4.2840999999999996,4.8620000000000001,0.28633999999999998,0.25198999999999999,0.28203,0.32435999999999998,19681,17312,19518,22277,4.2285999999999997E-2,3.6310000000000002E-2,4.2049999999999997E-2,4.8564999999999997E-2,0.58423999999999998,0.46899999999999997,0.57652999999999999,0.70548999999999995,2.7820999999999998,2.3820000000000001,2.7682000000000002,3.1827999999999999]
[197.417,6.1664999999999998E-2,5.4267999999999997E-2,6.1325999999999999E-2,6.9636000000000003E-2,6.2180999999999997,4.7586000000000004,6.1185,7.8650000000000002,42043,37467,41724,46985,21.335999999999999,18.664999999999999,21.137,24.375,33.593000000000004,29.640999999999998,33.304000000000002,37.790999999999997,2.5617999999999999,2.2294999999999998,2.5417000000000001,2.9300999999999999,0.19799,0.17430000000000001,0.19670000000000001,0.22294,16715,14713,16616,18745,4.6197000000000002E-2,4.0582E-2,4.5839999999999999E-2,5.1957000000000003E-2,959.48,807.78,947.62,1131.0999999999999,0.21995000000000001,0.19103999999999999,0.21815999999999999,0.24929999999999999,0.37379000000000001,0.32090000000000002,0.37141000000000002,0.42570000000000002,3.4075000000000002,3.0049000000000001,3.3759999999999999,3.8374000000000001,55.786999999999999,49.33,55.4,62.97,39.064,23.774999999999999,39.189,53.707000000000001,3762,3311.3,3735.9,4223.2,3664.7,3235,3634,4128.2,19.677,15.755000000000001,18.687999999999999,23.712,1427.2,1257.3,1416.5,1602.5,2.5546000000000002,2.2490000000000001,2.536,2.8719000000000001,0.20641000000000001,0.18115000000000001,0.20446,0.23547000000000001,4.3185000000000002,3.8031000000000001,4.2854999999999999,4.8643999999999998,0.28745999999999999,0.25257000000000002,0.28336,0.32623000000000002,19656,17295,19494,22240,4.2687000000000003E-2,3.6955000000000002E-2,4.2446999999999999E-2,4.8832E-2,0.59775999999999996,0.48476000000000002,0.59045999999999998,0.72175999999999996,2.8003,2.4095,2.7801,3.198]
[197.5,6.1218000000000002E-2,5.3766000000000001E-2,6.0714999999999998E-2,6.9013000000000005E-2,6.2180999999999997,4.7586000000000004,6.1185,7.8650000000000002,41683,37060,41307,46559,21.13,18.443000000000001,20.937999999999999,24.140999999999998,33.284999999999997,29.350999999999999,33.006,37.530999999999999,2.5390999999999999,2.2141000000000002,2.5181,2.9007999999999998,0.19611999999999999,0.17247000000000001,0.19455,0.22144,16560,14565,16437,18689,4.5834E-2,4.0370000000000003E-2,4.5447000000000001E-2,5.1649E-2,955.92,802.44,944.91,1125.4000000000001,0.21856999999999999,0.19006999999999999,0.21704000000000001,0.24729999999999999,0.37119999999999997,0.31878000000000001,0.36778,0.42248000000000002,3.3752,2.9628000000000001,3.3401000000000001,3.8003999999999998,55.331000000000003,48.723999999999997,54.945999999999998,62.546999999999997,39.063000000000002,23.774999999999999,39.189,53.707000000000001,3725.8,3271.8,3689.5,4205.3999999999996,3632.9,3200.4,3606.5,4088.4,19.497,15.628,18.547999999999998,23.658999999999999,1416,1245.2,1406.3,1596.3,2.5301,2.2216,2.5076999999999998,2.8563000000000001,0.20468,0.17932000000000001,0.20291000000000001,0.2344,4.2766999999999999,3.7545999999999999,4.2316000000000003,4.8228,0.28534999999999999,0.25117,0.28161000000000003,0.32449,19468,17161,19291,21988,4.2477000000000001E-2,3.6692000000000002E-2,4.2194000000000002E-2,4.8773999999999998E-2,0.59833999999999998,0.48643999999999998,0.59375,0.71684000000000003,2.7845,2.3997000000000002,2.7664,3.1859000000000002]
[197.583,6.1088000000000003E-2,5.3353999999999999E-2,6.0654E-2,6.9098000000000007E-2,6.2180999999999997,4.7586000000000004,6.1185,7.8650000000000002,41585,36906,41249,46558,21.079000000000001,18.396000000000001,20.989000000000001,24.106999999999999,33.207000000000001,29.164999999999999,32.927,37.445,2.5333999999999999,2.1981999999999999,2.5093000000000001,2.9039000000000001,0.19566,0.17188999999999999,0.19444,0.22109999999999999,16521,14522,16393,18683,4.5735999999999999E-2,4.0249E-2,4.5331999999999997E-2,5.1544E-2,954.67,800.18,942.18,1124.7,0.21815999999999999,0.18895999999999999,0.21668999999999999,0.24898000000000001,0.37041000000000002,0.31831999999999999,0.36670000000000003,0.42508000000000001,3.3673000000000002,2.9542999999999999,3.3359000000000001,3.7919,55.201000000000001,48.576000000000001,54.823999999999998,62.686999999999998,39.06,23.774999999999999,39.189,53.707000000000001,3716.9,3266,3687.1,4219.8,3624.5,3184.9,3599.7,4084.8,19.445,15.587,18.516999999999999,23.495000000000001,1412.9,1238.4000000000001,1401.9,1594.9,2.524,2.2187999999999999,2.5078999999999998,2.8549000000000002,0.20424,0.17780000000000001,0.20191000000000001,0.23502999999999999,4.2664999999999997,3.7406000000000001,4.2385999999999999,4.8183999999999996,0.28470000000000001,0.24897,0.28100999999999998,0.32495000000000002,19420,17086,19251,21977,4.2388000000000002E-2,3.6547999999999997E-2,4.2055000000000002E-2,4.8608999999999999E-2,0.59760999999999997,0.48647000000000001,0.59116000000000002,0.71586000000000005,2.7806000000000002,2.3792,2.7645,3.1789999999999998]
[197.667,6.0988000000000001E-2,5.2988E-2,6.0548999999999999E-2,6.9427000000000003E-2,6.2180999999999997,4.7586000000000004,6.1185,7.8650000000000002,41553,36929,41254,46675,21.08,18.282,21.068999999999999,24.2,33.195999999999998,29.199000000000002,32.970999999999997,37.564999999999998,2.5320999999999998,2.1760999999999999,2.5095999999999998,2.9064999999999999,0.19563,0.1719,0.19409000000000001,0.22205,16517,14506,16377,18734,4.5684000000000002E-2,4.0001000000000002E-2,4.5238E-2,5.1671000000000002E-2,950.72,795.75,938.4,1121.7,0.2177,0.18815000000000001,0.21572,0.24962000000000001,0.36963000000000001,0.31717000000000001,0.36574000000000001,0.42487000000000003,3.367,2.9538000000000002,3.3429000000000002,3.8058000000000001,55.148000000000003,48.365000000000002,54.872,62.703000000000003,39.058999999999997,23.774999999999999,39.189,53.686,3716.9,3261.2,3682.8,4227.6000000000004,3622.1,3182.2,3598.2,4096.8,19.402999999999999,15.515000000000001,18.472999999999999,23.382999999999999,1411.2,1233.5999999999999,1400.4,1599.2,2.524,2.2155999999999998,2.5072999999999999,2.8712,0.20402999999999999,0.1769,0.20172999999999999,0.23549999999999999,4.2664999999999997,3.7427999999999999,4.2343000000000002,4.8456000000000001,0.28423999999999999,0.24768000000000001,0.28044999999999998,0.32496000000000003,19419,17072,19241,22164,4.2247E-2,3.6317000000000002E-2,4.1806999999999997E-2,4.8552999999999999E-2,0.59338999999999997,0.48048000000000002,0.58674000000000004,0.71187,2.7734000000000001,2.3736999999999999,2.7534999999999998,3.1905999999999999]
[197.75,6.0478999999999998E-2,5.2498000000000003E-2,5.9950000000000003E-2,6.9094000000000003E-2,6.2180999999999997,4.7586000000000004,6.1185,7.8650000000000002,41227,36655,40883,46431,20.916,18.123000000000001,20.931000000000001,23.956,32.933999999999997,28.832999999999998,32.704000000000001,37.484999999999999,2.512,2.1446999999999998,2.4897,2.8932000000000002,0.19409999999999999,0.16958999999999999,0.19231000000000001,0.22073000000000001,16387,14362,16237,18623,4.5309000000000002E-2,3.9625E-2,4.4865000000000002E-2,5.1579E-2,941.95,782.35,930.86,1115.7,0.21584999999999999,0.18643999999999999,0.21392,0.24737999999999999,0.36643999999999999,0.31381999999999999,0.36345,0.42216999999999999,3.3407,2.9275000000000002,3.3155999999999999,3.8060999999999998,54.695999999999998,47.703000000000003,54.295999999999999,62.305999999999997,39.045000000000002,23.774999999999999,39.189,53.686,3687.9,3219.8,3651.7,4208.1000000000004,3593.1,3156.8,3568.6,4082.6,19.238,15.369,18.317,23.373999999999999,1399.6,1218,1389,1596.1,2.5043000000000002,2.1865000000000001,2.4824000000000002,2.8521999999999998,0.2024,0.17402000000000001,0.19982,0.23483000000000001,4.2332999999999998,3.6993999999999998,4.1977000000000002,4.8178999999999998,0.28188000000000002,0.24462,0.27882000000000001,0.32390000000000002,19273,16902,19073,22017,4.1869000000000003E-2,3.5922000000000003E-2,4.1433999999999999E-2,4.8370999999999997E-2,0.58728000000000002,0.47426000000000001,0.58126,0.70692999999999995,2.7496,2.3546999999999998,2.7288000000000001,3.1751999999999998]
[197.833,6.0324999999999997E-2,5.2264999999999999E-2,5.9787E-2,6.9123000000000004E-2,6.2180999999999997,4.7586000000000004,6.1185,7.8650000000000002,41146,36428,40810,46414,20.882000000000001,18.056999999999999,20.902999999999999,23.928999999999998,32.875,28.788,32.631999999999998,37.652999999999999,2.5072999999999999,2.1478999999999999,2.4841000000000002,2.9007000000000001,0.19375999999999999,0.16889999999999999,0.19188,0.22109000000000001,16358,14309,16240,18616,4.5208999999999999E-2,3.9286000000000001E-2,4.4787E-2,5.1642E-2,937.97,779.25,928.3,1114.5,0.21521000000000001,0.18598999999999999,0.21357999999999999,0.24601999999999999,0.36543999999999999,0.31217,0.36180000000000001,0.42305999999999999,3.3351000000000002,2.9140999999999999,3.3077999999999999,3.8222,54.575000000000003,47.408999999999999,54.05,62.393000000000001,39.045000000000002,23.774999999999999,39.189,53.686,3681.8,3203.2,3644.5,4203.1000000000004,3585.8,3135.5,3565.7,4092.6,19.189,15.326000000000001,18.329999999999998,23.324999999999999,1396.3,1212.8,1386.7,1596.4,2.5002,2.1745999999999999,2.4788000000000001,2.8618000000000001,0.20199,0.17366000000000001,0.19966,0.23496,4.2263999999999999,3.6775000000000002,4.1859999999999999,4.8406000000000002,0.28117999999999999,0.24337,0.27799000000000001,0.32269999999999999,19240,16842,19027,22019,4.1728000000000001E-2,3.5644000000000002E-2,4.1327999999999997E-2,4.8386999999999999E-2,0.58399000000000001,0.46999000000000002,0.57554000000000005,0.70365999999999995,2.7414999999999998,2.3409,2.7227000000000001,3.1684999999999999]
[197.917,6.0395999999999998E-2,5.2284999999999998E-2,5.9776000000000003E-2,6.9096000000000005E-2,6.2180999999999997,4.7586000000000004,6.1185,7.8650000000000002,41233,36343,40889,46512,20.937999999999999,18.099,20.942,24.015000000000001,32.953000000000003,28.827000000000002,32.722000000000001,37.749000000000002,2.5129000000000001,2.1551999999999998,2.4908000000000001,2.9077000000000002,0.19425000000000001,0.16922000000000001,0.19259999999999999,0.22151000000000001,16398,14321,16262,18659,4.5282999999999997E-2,3.9314000000000002E-2,4.4954000000000001E-2,5.1833999999999998E-2,936.95,778.6,927.05,1119.0999999999999,0.21536,0.18609999999999999,0.21384,0.24582000000000001,0.36570000000000003,0.31198999999999999,0.36175000000000002,0.42380000000000001,3.3437999999999999,2.92,3.3184999999999998,3.8416000000000001,54.668999999999997,47.469000000000001,54.167000000000002,62.624000000000002,39.055999999999997,23.774999999999999,39.189,53.686,3691.7,3215,3655.7,4212,3593.2,3136,3575.3,4097.5,19.218,15.364000000000001,18.393999999999998,23.297999999999998,1398.4,1213.7,1387.3,1600.5,2.5068000000000001,2.1835,2.4872999999999998,2.8632,0.20236000000000001,0.17416000000000001,0.19977,0.23513000000000001,4.2378,3.6970000000000001,4.1955,4.8510999999999997,0.28150999999999998,0.24354999999999999,0.27805000000000002,0.32296000000000002,19291,16852,19073,22112,4.1714000000000001E-2,3.5567000000000001E-2,4.1304E-2,4.8455999999999999E-2,0.58167999999999997,0.46933999999999998,0.57594000000000001,0.69925999999999999,2.7425000000000002,2.3365999999999998,2.7235,3.1747999999999998]
[198,6.0363E-2,5.2253000000000001E-2,5.9795000000000001E-2,6.9101999999999997E-2,6.2180999999999997,4.7586000000000004,6.1185,7.8650000000000002,41278,36375,40915,46582,20.977,18.131,20.981999999999999,24.067,32.997999999999998,28.815000000000001,32.747,37.811,2.5158,2.1577999999999999,2.4927999999999999,2.9076,0.19456999999999999,0.16977,0.19284000000000001,0.22181999999999999,16422,14322,16279,18686,4.5293E-2,3.9403000000000001E-2,4.5022E-2,5.1840999999999998E-2,932.88,774.08,922.12,1113.7,0.21507000000000001,0.18565000000000001,0.21340000000000001,0.2455,0.36529,0.31213000000000002,0.36138999999999999,0.42318,3.3496000000000001,2.9230999999999998,3.3266,3.8454000000000002,54.686999999999998,47.481999999999999,54.216000000000001,62.588999999999999,39.055,23.774999999999999,39.189,53.707000000000001,3698.4,3227.3,3664.1,4216.3999999999996,3596.3,3138.5,3578.4,4103.8,19.202999999999999,15.363,18.404,23.245000000000001,1398.5,1213.9000000000001,1387,1603.1,2.5112999999999999,2.1909000000000001,2.4918,2.8673999999999999,0.20244000000000001,0.17444000000000001,0.19997999999999999,0.23497999999999999,4.2455999999999996,3.7113999999999998,4.2081,4.8577000000000004,0.28136,0.24354000000000001,0.27776000000000001,0.32301999999999997,19324,16859,19107,22136,4.1591999999999997E-2,3.5539000000000001E-2,4.1197999999999999E-2,4.8332E-2,0.57665999999999995,0.46516999999999997,0.57172999999999996,0.69338,2.7374999999999998,2.3315999999999999,2.7195999999999998,3.1734]
[198.083,6.0428999999999997E-2,5.2435000000000002E-2,5.9908000000000003E-2,6.9012000000000004E-2,6.2180999999999997,4.7586000000000004,6.1185,7.8650000000000002,41398,36509,41052,46618,21.056000000000001,18.247,21.091000000000001,24.085000000000001,33.104999999999997,29.015999999999998,32.85,37.847999999999999,2.5232000000000001,2.1674000000000002,2.5011999999999999,2.9096000000000002,0.19525000000000001,0.17074,0.19331999999999999,0.22228000000000001,16477,14403,16342,18727,4.5379999999999997E-2,3.9546999999999999E-2,4.5066000000000002E-2,5.1916999999999998E-2,929.9,772.24,919.71,1109.2,0.21511,0.18583,0.21325,0.24548,0.36545,0.31263999999999997,0.36154999999999998,0.42307,3.3616999999999999,2.9430000000000001,3.3397000000000001,3.8519000000000001,54.8,47.651000000000003,54.302,62.69,39.052,23.774999999999999,39.189,53.707000000000001,3712.2,3246.1,3677.6,4226.8999999999996,3605.8,3150.8,3584.3,4114.2,19.22,15.406000000000001,18.427,23.247,1400.8,1219.2,1389.7,1604.6,2.5206,2.2035,2.4965999999999999,2.8742000000000001,0.20286999999999999,0.1749,0.20047000000000001,0.2351,4.2615999999999996,3.7347999999999999,4.2229000000000001,4.8680000000000003,0.28166000000000002,0.2442,0.27825,0.32274000000000003,19394,16972,19197,22186,4.1526E-2,3.5489E-2,4.1141999999999998E-2,4.8128999999999998E-2,0.57196000000000002,0.46211000000000002,0.56640000000000001,0.68759999999999999,2.7366999999999999,2.3338999999999999,2.7147000000000001,3.1652]
[198.167,6.0594000000000002E-2,5.2706999999999997E-2,6.0067000000000002E-2,6.9052000000000002E-2,6.2180999999999997,4.7586000000000004,6.1185,7.8650000000000002,41582,36737,41229,46769,21.172000000000001,18.372,21.216000000000001,24.148,33.268000000000001,29.254999999999999,33.002000000000002,37.927,2.5344000000000002,2.1806000000000001,2.5112999999999999,2.9184000000000001,0.19625999999999999,0.17197999999999999,0.19436999999999999,0.22291,16560,14520,16425,18783,4.5540999999999998E-2,3.9738999999999997E-2,4.5172999999999998E-2,5.2019999999999997E-2,928.33,771.1,917.48,1105.4000000000001,0.21548999999999999,0.18648000000000001,0.21343999999999999,0.24581,0.36620000000000003,0.31385000000000002,0.36280000000000001,0.42259999999999998,3.3795000000000002,2.9672999999999998,3.3559999999999999,3.8620999999999999,55.003,47.9,54.487000000000002,62.781999999999996,39.048000000000002,23.774999999999999,39.189,53.686,3732.4,3269.9,3697.1,4244.8,3621.3,3167.1,3601.5,4124.8,19.263999999999999,15.456,18.489000000000001,23.280999999999999,1405.5,1224.8,1394.1,1607.8,2.5341999999999998,2.2204999999999999,2.5095000000000001,2.8874,0.20363999999999999,0.17580000000000001,0.20135,0.23588999999999999,4.2849000000000004,3.7606999999999999,4.2492999999999999,4.8811,0.28242,0.24526999999999999,0.27922000000000002,0.32289000000000001,19497,17110,19310,22272,4.1523999999999998E-2,3.5555000000000003E-2,4.1168000000000003E-2,4.8075E-2,0.56805000000000005,0.45931,0.56191999999999998,0.68286000000000002,2.7401,2.3412999999999999,2.7170999999999998,3.1646000000000001]
[198.25,6.0955000000000002E-2,5.3203E-2,6.0463999999999997E-2,6.9195000000000007E-2,6.2180999999999997,4.7586000000000004,6.1185,7.8650000000000002,41865,37123,41534,46965,21.332999999999998,18.533999999999999,21.390999999999998,24.312000000000001,33.511000000000003,29.513000000000002,33.276000000000003,38.061,2.5522,2.2008000000000001,2.5310000000000001,2.9323000000000001,0.19772000000000001,0.17357,0.19589999999999999,0.2238,16682,14663,16521,18865,4.5835000000000001E-2,4.0077000000000002E-2,4.5496000000000002E-2,5.2329000000000001E-2,931.18,777.18,920.27,1108.7,0.21668999999999999,0.18806999999999999,0.21459,0.24706,0.36829000000000001,0.31652999999999998,0.36542000000000002,0.42473,3.4049999999999998,2.9977999999999998,3.3820999999999999,3.8733,55.366,48.338999999999999,54.884999999999998,63.113999999999997,39.052,23.774999999999999,39.189,53.707000000000001,3760.8,3301.1,3724.4,4262.8,3646.3,3196.1,3625,4145.8,19.367999999999999,15.577999999999999,18.646999999999998,23.32,1414.4,1235.7,1403.9,1612.8,2.5533999999999999,2.2444999999999999,2.5323000000000002,2.9005999999999998,0.20505000000000001,0.17713999999999999,0.20293,0.23788999999999999,4.3175999999999997,3.8003,4.2866999999999997,4.9008000000000003,0.28406999999999999,0.24692,0.28058,0.32408999999999999,19644,17284,19452,22414,4.1697999999999999E-2,3.5852000000000002E-2,4.1369999999999997E-2,4.8101999999999999E-2,0.56808999999999998,0.45862000000000003,0.56418000000000001,0.67949999999999999,2.7538999999999998,2.3599000000000001,2.7296999999999998,3.1787999999999998]
[198.333,6.1679999999999999E-2,5.3919000000000002E-2,6.1142000000000002E-2,6.9716E-2,6.2180999999999997,4.7586000000000004,6.1185,7.8650000000000002,42196,37654,41962,47344,21.475999999999999,18.655000000000001,21.544,24.504999999999999,33.768999999999998,29.724,33.584000000000003,38.156999999999996,2.5737999999999999,2.2166999999999999,2.5548000000000002,2.9432999999999998,0.19914999999999999,0.17521999999999999,0.19757,0.22489999999999999,16807,14820,16647,19011,4.6313E-2,4.0772999999999997E-2,4.5975000000000002E-2,5.2540000000000003E-2,950.55,796.83,940.87,1121.3,0.21956000000000001,0.19122,0.21776999999999999,0.25002000000000002,0.37334000000000001,0.32135999999999998,0.37058999999999997,0.43023,3.4285999999999999,3.0186999999999999,3.4127000000000001,3.8898999999999999,55.920999999999999,48.97,55.545999999999999,63.597000000000001,39.064,23.774999999999999,39.189,53.707000000000001,3786.2,3330.7,3756.1,4281.6000000000004,3678.6,3228.2,3655.3,4177.3999999999996,19.571999999999999,15.737,18.869,23.623000000000001,1429.5,1253.4000000000001,1421.9,1622.9,2.5708000000000002,2.2645,2.5520999999999998,2.9125999999999999,0.20707,0.17881,0.20512,0.23941000000000001,4.3464999999999998,3.8361000000000001,4.3205999999999998,4.9184999999999999,0.28744999999999998,0.25111,0.28408,0.32783000000000001,19780,17440,19552,22553,4.2408000000000001E-2,3.6567000000000002E-2,4.2061000000000001E-2,4.8638000000000001E-2,0.58533999999999997,0.47833999999999999,0.57894999999999996,0.69832000000000005,2.7940999999999998,2.3986000000000001,2.7646000000000002,3.2284000000000002]
[198.417,6.1940000000000002E-2,5.4306E-2,6.1463999999999998E-2,7.0150000000000004E-2,6.2180999999999997,4.7586000000000004,6.1185,7.8650000000000002,42171,37761,41986,47383,21.417000000000002,18.620999999999999,21.437999999999999,24.358000000000001,33.722999999999999,29.696000000000002,33.518000000000001,38.033999999999999,2.5724999999999998,2.2099000000000002,2.5508999999999999,2.9329999999999998,0.19874,0.17513000000000001,0.19694,0.22500999999999999,16778,14803,16613,18909,4.6413000000000003E-2,4.095E-2,4.6103999999999999E-2,5.2510000000000001E-2,963.63,809.36,957.96,1139.5,0.22101999999999999,0.19323000000000001,0.21926000000000001,0.25159999999999999,0.37605,0.32307999999999998,0.37385000000000002,0.43108000000000002,3.4201000000000001,3.0152000000000001,3.3997000000000002,3.8803000000000001,56.027000000000001,49.287999999999997,55.67,63.673000000000002,39.064,23.774999999999999,39.189,53.707000000000001,3776,3330,3745.9,4272.7,3679.7,3230.4,3653.7,4169.2,19.655999999999999,15.686999999999999,18.82,23.716999999999999,1433.2,1260.0999999999999,1425,1624.4,2.5640999999999998,2.2614999999999998,2.5478000000000001,2.9043000000000001,0.20741000000000001,0.17913000000000001,0.20574000000000001,0.23841999999999999,4.3345000000000002,3.8239000000000001,4.306,4.9097,0.28882999999999998,0.25390000000000001,0.28553000000000001,0.32897999999999999,19734,17345,19546,22443,4.2869999999999998E-2,3.6985999999999998E-2,4.2691E-2,4.8668999999999997E-2,0.60199999999999998,0.49284,0.59479000000000004,0.71284000000000003,2.8159999999999998,2.4285000000000001,2.7964000000000002,3.2326000000000001]
[198.5,6.1449999999999998E-2,5.3859999999999998E-2,6.1037000000000001E-2,6.9322999999999996E-2,6.2180999999999997,4.7586000000000004,6.1185,7.8650000000000002,41790,37469,41468,46781,21.201000000000001,18.452999999999999,21.219000000000001,24.05,33.398000000000003,29.393000000000001,33.229999999999997,37.581000000000003,2.5484,2.1955,2.5291999999999999,2.9123000000000001,0.19678000000000001,0.17323,0.19514000000000001,0.22212999999999999,16614,14631,16479,18726,4.6011999999999997E-2,4.0523000000000003E-2,4.5712000000000003E-2,5.1874000000000003E-2,958.95,798.47,949.82,1130.7,0.21942999999999999,0.19159000000000001,0.218,0.24833,0.37290000000000001,0.32241999999999998,0.37173,0.42865999999999999,3.3858999999999999,2.9790000000000001,3.3693,3.8256000000000001,55.548999999999999,48.908999999999999,55.220999999999997,62.862000000000002,39.063000000000002,23.774999999999999,39.189,53.707000000000001,3738,3292.9,3707.6,4232.8,3646.1,3198.8,3624.2,4101.5,19.568999999999999,15.584,18.773,23.591000000000001,1421.2,1247.5,1413.5,1607,2.5384000000000002,2.2366999999999999,2.5200999999999998,2.8643999999999998,0.20555000000000001,0.17826,0.20388000000000001,0.23558999999999999,4.2907999999999999,3.7805,4.2606999999999999,4.8472999999999997,0.28655999999999998,0.25155,0.28421999999999997,0.32540000000000002,19536,17197,19379,22142,4.2624000000000002E-2,3.6750999999999999E-2,4.2523999999999999E-2,4.8397999999999997E-2,0.60167999999999999,0.48788999999999999,0.59955999999999998,0.71791000000000005,2.7989999999999999,2.4115000000000002,2.7793000000000001,3.2056]
[198.583,6.1290999999999998E-2,5.3580000000000003E-2,6.0872999999999997E-2,6.9013000000000005E-2,6.2180999999999997,4.7586000000000004,6.1185,7.8650000000000002,41680,37133,41340,46579,21.14,18.367000000000001,21.099,23.992999999999999,33.304000000000002,29.298999999999999,33.179000000000002,37.500999999999998,2.5413000000000001,2.1861999999999999,2.5188000000000001,2.9135,0.19622000000000001,0.17274,0.19489999999999999,0.22195000000000001,16567,14619,16486,18669,4.589E-2,4.0282999999999999E-2,4.5581000000000003E-2,5.1635E-2,957.2,792.34,954.68,1126,0.21884999999999999,0.19009999999999999,0.21718000000000001,0.24740999999999999,0.37212000000000001,0.32205,0.37052000000000002,0.42730000000000001,3.3761999999999999,2.97,3.3614999999999999,3.8140999999999998,55.406999999999996,48.512999999999998,55.12,62.563000000000002,39.061999999999998,23.774999999999999,39.189,53.707000000000001,3727.3,3280.3,3699.2,4209.8999999999996,3636,3194.5,3615.2,4078.7,19.501999999999999,15.48,18.710999999999999,23.431999999999999,1417.4,1240.8,1410.3,1589.8,2.5310999999999999,2.2309000000000001,2.5162,2.8508,0.20507,0.17805000000000001,0.20377999999999999,0.23350000000000001,4.2785000000000002,3.7683,4.2564000000000002,4.8224,0.28573999999999999,0.25080000000000002,0.28397,0.32378000000000001,19478,17126,19285,22154,4.2515999999999998E-2,3.6726000000000002E-2,4.2356999999999999E-2,4.8279000000000002E-2,0.60067000000000004,0.48531000000000002,0.59648000000000001,0.71691000000000005,2.7928000000000002,2.4077999999999999,2.7852000000000001,3.1974999999999998]
[198.667,6.1168E-2,5.3407000000000003E-2,6.0878000000000002E-2,6.8667000000000006E-2,6.2180999999999997,4.7586000000000004,6.1185,7.8650000000000002,41634,37174,41294,46502,21.131,18.36,21.091000000000001,23.89,33.277999999999999,29.140999999999998,33.057000000000002,37.508000000000003,2.5388999999999999,2.1871999999999998,2.5205000000000002,2.9062000000000001,0.1961,0.17188999999999999,0.19500999999999999,0.22231000000000001,16555,14548,16489,18722,4.582E-2,4.0051000000000003E-2,4.5588999999999998E-2,5.1520000000000003E-2,953.07,788.53,952.26,1118.9000000000001,0.21831,0.18887000000000001,0.21675,0.2457,0.37126999999999999,0.32116,0.36913000000000001,0.42536000000000002,3.3744000000000001,2.9554999999999998,3.3584999999999998,3.8094000000000001,55.322000000000003,48.173999999999999,55.134,62.274000000000001,39.054000000000002,23.774999999999999,39.180999999999997,53.707000000000001,3725.5,3269.5,3706.4,4208.8,3632,3178.7,3615.9,4087.3,19.472999999999999,15.475,18.649000000000001,23.283000000000001,1415.1,1234.7,1409.6,1584.4,2.5299,2.2185999999999999,2.5165999999999999,2.8574000000000002,0.20479,0.17782999999999999,0.20333999999999999,0.2336,4.2765000000000004,3.7513999999999998,4.2515000000000001,4.8217999999999996,0.28515000000000001,0.24970000000000001,0.28367999999999999,0.32218999999999998,19467,17107,19340,22157,4.2370999999999999E-2,3.6553000000000002E-2,4.2321999999999999E-2,4.8363999999999997E-2,0.59636999999999996,0.48232999999999998,0.59277000000000002,0.71286000000000005,2.7845,2.3969,2.7743000000000002,3.1861999999999999]
[198.75,6.0614000000000001E-2,5.2795000000000002E-2,6.0339999999999998E-2,6.8182000000000006E-2,6.2180999999999997,4.7586000000000004,6.1185,7.8650000000000002,41289,36665,40985,46270,20.960999999999999,18.094999999999999,20.920999999999999,23.712,33.003999999999998,28.74,32.832999999999998,37.116,2.5177999999999998,2.1709000000000001,2.5001000000000002,2.8908,0.19450000000000001,0.16957,0.19349,0.22015000000000001,16420,14330,16351,18599,4.5420000000000002E-2,3.9487000000000001E-2,4.5205000000000002E-2,5.1102000000000002E-2,942.96,781.63,938.75,1112.2,0.21626999999999999,0.18711,0.21528,0.24468000000000001,0.36780000000000002,0.31641000000000002,0.36459999999999998,0.42057,3.3471000000000002,2.9144000000000001,3.3285999999999998,3.7749999999999999,54.843000000000004,47.655000000000001,54.683999999999997,61.965000000000003,39.026000000000003,23.774999999999999,39.189,53.609000000000002,3695.5,3223.1,3666.1,4184.1000000000004,3601.2,3130.7,3579.6,4034.6,19.300999999999998,15.335000000000001,18.437000000000001,23.111999999999998,1402.6,1220,1396.6,1573.4,2.5095000000000001,2.1880999999999999,2.4925000000000002,2.8395000000000001,0.20297999999999999,0.17607999999999999,0.20150000000000001,0.23169000000000001,4.2420999999999998,3.6972999999999998,4.2106000000000003,4.7893999999999997,0.28258,0.24651000000000001,0.28059000000000001,0.32002000000000003,19309,16934,19172,21982,4.1951000000000002E-2,3.6045000000000001E-2,4.1859E-2,4.7891000000000003E-2,0.58892,0.47269,0.58320000000000005,0.70859000000000005,2.7582,2.3649,2.7448999999999999,3.1583999999999999]
[198.833,6.0456999999999997E-2,5.2512000000000003E-2,6.0160999999999999E-2,6.8023E-2,6.2180999999999997,4.7586000000000004,6.1185,7.8650000000000002,41196,36632,40891,46271,20.916,18.003,20.856000000000002,23.722000000000001,32.929000000000002,28.631,32.703000000000003,37.133000000000003,2.512,2.1614,2.4922,2.8946999999999998,0.19406999999999999,0.16874,0.19253000000000001,0.21942,16383,14274,16279,18554,4.5307E-2,3.9412000000000003E-2,4.5067999999999997E-2,5.1038E-2,940.02,777.36,935.3,1104.2,0.21568999999999999,0.18665999999999999,0.21451000000000001,0.24564,0.36681999999999998,0.315,0.36309000000000002,0.41864000000000001,3.3397000000000001,2.9108000000000001,3.3178999999999998,3.7696999999999998,54.707999999999998,47.493000000000002,54.436999999999998,61.917999999999999,39.018000000000001,23.774999999999999,39.189,53.542999999999999,3687.4,3206.9,3659.6,4169.5,3592.7,3127.5,3570.1,4037.3,19.244,15.278,18.364999999999998,23.061,1399.1,1216.5,1389.5,1571.8,2.504,2.1858,2.4889999999999999,2.8342000000000001,0.20258000000000001,0.17563000000000001,0.20093,0.23074,4.2328999999999999,3.6833,4.2061000000000002,4.7835999999999999,0.28179999999999999,0.24559,0.28044999999999998,0.31986999999999999,19266,16890,19063,21924,4.1825000000000001E-2,3.5885E-2,4.1783000000000001E-2,4.8015000000000002E-2,0.58662000000000003,0.47160999999999997,0.58520000000000005,0.70631999999999995,2.7505000000000002,2.3538000000000001,2.7414999999999998,3.1463999999999999]
[198.917,6.0517000000000001E-2,5.2648E-2,6.0225000000000001E-2,6.8180000000000004E-2,6.2180999999999997,4.7586000000000004,6.1185,7.8650000000000002,41276,36624,41034,46411,20.968,18.052,20.893000000000001,23.782,33.002000000000002,28.739000000000001,32.768999999999998,37.101999999999997,2.5171999999999999,2.1604999999999999,2.496,2.8980000000000001,0.19452,0.16938,0.19292999999999999,0.21936,16420,14311,16297,18585,4.5372999999999997E-2,3.9491999999999999E-2,4.5143999999999997E-2,5.1124000000000003E-2,938.62,774.3,932.68,1099.9000000000001,0.21579999999999999,0.18673000000000001,0.21429000000000001,0.24540999999999999,0.36708000000000002,0.31630999999999998,0.36304999999999998,0.42010999999999998,3.3477000000000001,2.9169,3.3235000000000001,3.7812000000000001,54.796999999999997,47.570999999999998,54.567,62.018999999999998,39.036999999999999,23.774999999999999,39.189,53.603999999999999,3696.5,3217.7,3667.5,4177.1000000000004,3599.5,3131.8,3576.1,4043.5,19.257000000000001,15.256,18.393999999999998,23.106000000000002,1401,1220,1393.2,1574,2.5102000000000002,2.1926999999999999,2.4967000000000001,2.8395000000000001,0.20288,0.17596000000000001,0.20174,0.23102,4.2434000000000003,3.6951999999999998,4.2183999999999999,4.7907999999999999,0.28204000000000001,0.24587999999999999,0.28114,0.31991000000000003,19311,16943,19121,21988,4.1803E-2,3.5860999999999997E-2,4.1723000000000003E-2,4.7914999999999999E-2,0.58423999999999998,0.46843000000000001,0.58167999999999997,0.70184000000000002,2.7509999999999999,2.3544,2.7435999999999998,3.14]
[199,6.0477000000000003E-2,5.2658999999999997E-2,6.0227000000000003E-2,6.8076999999999999E-2,6.2180999999999997,4.7586000000000004,6.1185,7.8650000000000002,41317,36695,41062,46458,21.004000000000001,18.12,20.934999999999999,23.802,33.042000000000002,28.841000000000001,32.823999999999998,37.113999999999997,2.5196999999999998,2.1657000000000002,2.4984000000000002,2.8994,0.19481000000000001,0.17002999999999999,0.19331999999999999,0.21945000000000001,16442,14363,16318,18588,4.5376E-2,3.9527E-2,4.5144999999999998E-2,5.1132999999999998E-2,934.39,771.68,928.14,1094.4000000000001,0.21548999999999999,0.18653,0.21365999999999999,0.24506,0.36660999999999999,0.31609999999999999,0.36315999999999998,0.41943000000000003,3.3530000000000002,2.919,3.3262999999999998,3.7887,54.805,47.616,54.661999999999999,61.962000000000003,39.036000000000001,23.774999999999999,39.189,53.603999999999999,3702.7,3230.6,3675.1,4180.8,3602,3136.9,3577.9,4050.2,19.242000000000001,15.268000000000001,18.393000000000001,23.113,1400.8,1221.0999999999999,1393.1,1574,2.5143,2.1979000000000002,2.4996999999999998,2.8437999999999999,0.20293,0.17615,0.20204,0.23130999999999999,4.2504999999999997,3.7107000000000001,4.2282000000000002,4.8040000000000003,0.28183999999999998,0.24571999999999999,0.28116000000000002,0.31920999999999999,19341,16978,19153,22017,4.1678E-2,3.5771999999999998E-2,4.1619000000000003E-2,4.7704000000000003E-2,0.57918999999999998,0.46443000000000001,0.57760999999999996,0.69506000000000001,2.746,2.3498000000000001,2.7408999999999999,3.1339000000000001]
[199.083,6.0539999999999997E-2,5.2801000000000001E-2,6.0315000000000001E-2,6.8146999999999999E-2,6.2180999999999997,4.7586000000000004,6.1185,7.8650000000000002,41437,36829,41211,46578,21.082999999999998,18.207000000000001,21.013000000000002,23.876000000000001,33.146999999999998,28.99,32.901000000000003,37.171999999999997,2.5268999999999999,2.1779000000000002,2.5078999999999998,2.9041999999999999,0.19547999999999999,0.17105000000000001,0.19400999999999999,0.21961,16496,14445,16379,18595,4.5461000000000001E-2,3.9640000000000002E-2,4.5215999999999999E-2,5.1135E-2,931.35,770.24,925.52,1090.8,0.21551000000000001,0.18698000000000001,0.21371999999999999,0.24446999999999999,0.36674000000000001,0.31685000000000002,0.36362,0.41954999999999998,3.3650000000000002,2.9337,3.3384,3.7948,54.915999999999997,47.844999999999999,54.735999999999997,61.933,39.033000000000001,23.774999999999999,39.189,53.56,3716.4,3251.4,3687.4,4184.1000000000004,3611.4,3146.6,3585.5,4054.1,19.257000000000001,15.315,18.440999999999999,23.045999999999999,1403.2,1225,1396,1575.3,2.5234999999999999,2.2090000000000001,2.5072999999999999,2.8456000000000001,0.20335,0.17674000000000001,0.20218,0.23136000000000001,4.2664,3.7341000000000002,4.2412000000000001,4.8076999999999996,0.28212999999999999,0.24635000000000001,0.28158,0.31906000000000001,19411,17082,19231,22057,4.1610000000000001E-2,3.5680999999999997E-2,4.1575000000000001E-2,4.7532999999999999E-2,0.57445999999999997,0.46103,0.57279000000000002,0.68986999999999998,2.7450999999999999,2.3544999999999998,2.7378,3.1212]
[199.167,6.0703E-2,5.3046999999999997E-2,6.0497000000000002E-2,6.8237999999999993E-2,6.2180999999999997,4.7586000000000004,6.1185,7.8650000000000002,41622,37063,41347,46756,21.196999999999999,18.332999999999998,21.138999999999999,23.966999999999999,33.308999999999997,29.178000000000001,33.029000000000003,37.343000000000004,2.5381,2.1932999999999998,2.5192999999999999,2.9195000000000002,0.19649,0.17227999999999999,0.19502,0.22051000000000001,16579,14551,16454,18676,4.5621000000000002E-2,3.9856999999999997E-2,4.5364000000000002E-2,5.1248000000000002E-2,929.76,770.45,924.77,1087.9000000000001,0.21589,0.18754999999999999,0.21407000000000001,0.24460999999999999,0.36747000000000002,0.31805,0.36445,0.42027999999999999,3.3826999999999998,2.9533,3.3569,3.8088000000000002,55.116,48.073,54.932000000000002,62.081000000000003,39.030999999999999,23.774999999999999,39.189,53.572000000000003,3736.4,3277.1,3706.6,4198,3626.8,3165,3600.8,4066.4,19.303000000000001,15.385,18.516999999999999,23.030999999999999,1407.8,1230.5,1400.4,1579.2,2.5369999999999999,2.2242000000000002,2.5198999999999998,2.8527,0.2041,0.17777000000000001,0.20274,0.23183000000000001,4.2895000000000003,3.7604000000000002,4.2595000000000001,4.8211000000000004,0.28288000000000002,0.24723999999999999,0.28248000000000001,0.31944,19513,17203,19337,22125,4.1606999999999998E-2,3.5642E-2,4.1549000000000003E-2,4.7500000000000001E-2,0.57052999999999998,0.45856999999999998,0.56845999999999997,0.68498999999999999,2.7484000000000002,2.3603000000000001,2.7414999999999998,3.1208]
[199.25,6.1046999999999997E-2,5.3448000000000002E-2,6.0883E-2,6.8536E-2,6.2180999999999997,4.7586000000000004,6.1185,7.8650000000000002,41899,37386,41622,46948,21.356999999999999,18.503,21.285,24.084,33.548000000000002,29.423999999999999,33.328000000000003,37.646000000000001,2.5554999999999999,2.2147999999999999,2.5358000000000001,2.9367000000000001,0.19792999999999999,0.17374999999999999,0.19633999999999999,0.22234999999999999,16699,14671,16576,18802,4.5904E-2,4.0215000000000001E-2,4.5668E-2,5.1506000000000003E-2,931.95,773.12,926.7,1088.9000000000001,0.21693999999999999,0.18844,0.21526000000000001,0.24546000000000001,0.36931000000000003,0.31973000000000001,0.36614000000000002,0.42215000000000003,3.4079000000000002,2.9853999999999998,3.3811,3.8218000000000001,55.457000000000001,48.389000000000003,55.244,62.331000000000003,39.034999999999997,23.774999999999999,39.189,53.603999999999999,3764.5,3309,3733,4229.7,3651.3,3189.1,3624.5,4091,19.396999999999998,15.502000000000001,18.614999999999998,23.077000000000002,1416.3,1239.3,1410.8,1585.9,2.556,2.2435,2.5387,2.8679999999999999,0.20538999999999999,0.17915,0.20379,0.23307,4.3217999999999996,3.7926000000000002,4.2881,4.8475000000000001,0.28443000000000002,0.24823999999999999,0.28419,0.32038,19658,17331,19485,22229,4.1764999999999997E-2,3.5890999999999999E-2,4.1679000000000001E-2,4.7752999999999997E-2,0.56998000000000004,0.45748,0.56950999999999996,0.68486999999999998,2.7608000000000001,2.3791000000000002,2.7593000000000001,3.1364999999999998]
[199.333,6.1774999999999997E-2,5.4163000000000003E-2,6.1508E-2,6.9314000000000001E-2,6.2180999999999997,4.7586000000000004,6.1185,7.8650000000000002,42230,37676,41986,47425,21.478999999999999,18.645,21.42,24.155999999999999,33.780999999999999,29.71,33.570999999999998,37.881,2.5750000000000002,2.2404999999999999,2.5501999999999998,2.9401000000000002,0.19918,0.17527000000000001,0.19767000000000001,0.22358,16810,14771,16686,18873,4.6366999999999998E-2,4.0651E-2,4.6181E-2,5.2004000000000002E-2,952.32,789.51,949.02,1110.5,0.22003,0.19123999999999999,0.21954000000000001,0.2485,0.37397999999999998,0.32405,0.3715,0.42465000000000003,3.4283999999999999,3.0177,3.4051,3.8403999999999998,56.015000000000001,48.764000000000003,55.802999999999997,63.018000000000001,39.052999999999997,23.774999999999999,39.189,53.707000000000001,3786.2,3338.1,3760.3,4244.8,3681.5,3228,3658.3,4120.3999999999996,19.626999999999999,15.685,18.875,23.542999999999999,1431.2,1255.8,1426.5,1602.1,2.5710000000000002,2.2645,2.5533999999999999,2.8778000000000001,0.20741000000000001,0.18085999999999999,0.20577000000000001,0.23538999999999999,4.3465999999999996,3.8241999999999998,4.3121,4.8712,0.28805999999999998,0.25235000000000002,0.28769,0.32443,19777,17425,19593,22322,4.2537999999999999E-2,3.6583999999999998E-2,4.2550999999999999E-2,4.8728E-2,0.58931,0.47477999999999998,0.58682000000000001,0.70777000000000001,2.8016999999999999,2.4036,2.7917000000000001,3.1905999999999999]
[199.417,6.1969999999999997E-2,5.4427999999999997E-2,6.1834E-2,6.9428000000000004E-2,6.2180999999999997,4.7586000000000004,6.1185,7.8650000000000002,42198,37673,41989,47294,21.411999999999999,18.622,21.315000000000001,23.95,33.718000000000004,29.606000000000002,33.527999999999999,37.813000000000002,2.5714000000000001,2.2351000000000001,2.5461,2.9228999999999998,0.19869000000000001,0.17466000000000001,0.19744999999999999,0.22298000000000001,16774,14762,16649,18847,4.6425000000000001E-2,4.0821999999999997E-2,4.6209E-2,5.1980999999999999E-2,965.23,800.34,964.22,1134.2,0.22131000000000001,0.19225999999999999,0.22031999999999999,0.24942,0.37563000000000002,0.32668999999999998,0.37192999999999998,0.42831999999999998,3.4184999999999999,3.0061,3.4043999999999999,3.8256000000000001,56.091999999999999,48.878,55.691000000000003,62.826000000000001,39.064,23.774999999999999,39.189,53.707000000000001,3774.6,3318.2,3748.8,4235.6000000000004,3679.9,3230.7,3660.4,4104.8999999999996,19.693999999999999,15.798999999999999,18.946999999999999,23.587,1433.7,1257.7,1430.4,1602.5,2.5632999999999999,2.2526000000000002,2.5459999999999998,2.8717000000000001,0.20773,0.18067,0.2064,0.23582,4.3331,3.8144999999999998,4.3028000000000004,4.8524000000000003,0.28893000000000002,0.25261,0.28870000000000001,0.32540000000000002,19724,17386,19521,22239,4.2932999999999999E-2,3.6910999999999999E-2,4.3004000000000001E-2,4.9133999999999997E-2,0.60387999999999997,0.48841000000000001,0.60048000000000001,0.72367000000000004,2.8172000000000001,2.4112,2.8048999999999999,3.2235999999999998]
[199.5,6.1432E-2,5.3893000000000003E-2,6.1233999999999997E-2,6.9123000000000004E-2,6.2180999999999997,4.7586000000000004,6.1185,7.8650000000000002,41793,37241,41615,46845,21.181000000000001,18.390999999999998,21.119,23.795000000000002,33.368000000000002,29.47,33.134,37.350999999999999,2.5455999999999999,2.2103000000000002,2.5165999999999999,2.8940999999999999,0.19658999999999999,0.17366000000000001,0.19503999999999999,0.22031000000000001,16599,14647,16459,18620,4.5989000000000002E-2,4.0503999999999998E-2,4.5693999999999999E-2,5.1520000000000003E-2,960.32,804.16,959.85,1126.0999999999999,0.21955,0.19045000000000001,0.21868000000000001,0.24843999999999999,0.37236999999999998,0.32316,0.36934,0.42621999999999999,3.3820999999999999,2.9864999999999999,3.3573,3.7806999999999999,55.569000000000003,48.627000000000002,55.215000000000003,62.369,39.061999999999998,23.774999999999999,39.189,53.707000000000001,3734,3292.5,3700.9,4178.1000000000004,3643.6,3209.8,3614.9,4075.9,19.533000000000001,15.65,18.669,23.457000000000001,1420.6,1249.9000000000001,1415,1594.7,2.5358000000000001,2.2376999999999998,2.5133000000000001,2.8378000000000001,0.20587,0.1787,0.20362,0.23327999999999999,4.2864000000000004,3.7825000000000002,4.2523999999999997,4.8034999999999997,0.28649000000000002,0.25169000000000002,0.28522999999999998,0.32414999999999999,19511,17187,19355,21951,4.2665000000000002E-2,3.6747000000000002E-2,4.2659999999999997E-2,4.8932999999999997E-2,0.60294000000000003,0.49048999999999998,0.60260000000000002,0.72514000000000001,2.7957000000000001,2.3927999999999998,2.7848999999999999,3.2109999999999999]
[199.583,6.1217000000000001E-2,5.3648000000000001E-2,6.0887999999999998E-2,6.8931000000000006E-2,6.2180999999999997,4.7586000000000004,6.1185,7.8650000000000002,41639,37074,41408,46680,21.105,18.263000000000002,21.059000000000001,23.751000000000001,33.247999999999998,29.414999999999999,32.966999999999999,37.219000000000001,2.5365000000000002,2.1960000000000002,2.5089000000000001,2.8982999999999999,0.19588,0.17372000000000001,0.19381999999999999,0.21876000000000001,16539,14641,16412,18565,4.5828000000000001E-2,4.0372999999999999E-2,4.5554999999999998E-2,5.1508999999999999E-2,957.24,802.2,954.46,1127.2,0.21879999999999999,0.18909999999999999,0.21795,0.24787000000000001,0.37104999999999999,0.32224000000000003,0.36819000000000002,0.42605999999999999,3.3698999999999999,2.9714,3.3351000000000002,3.7684000000000002,55.378,48.622999999999998,55.113,62.378,39.06,23.774999999999999,39.189,53.707000000000001,3720.4,3290.6,3684.8,4171.5,3630.6,3203.9,3602.2,4066.8,19.489000000000001,15.569000000000001,18.602,23.498000000000001,1415.6,1247.9000000000001,1407.3,1591,2.5266000000000002,2.2351999999999999,2.5019999999999998,2.8216000000000001,0.20521,0.17799999999999999,0.20266000000000001,0.23333000000000001,4.2708000000000004,3.7801999999999998,4.2316000000000003,4.774,0.28560000000000002,0.24987999999999999,0.28395999999999999,0.32296000000000002,19442,17142,19273,21897,4.2518E-2,3.6618999999999999E-2,4.2479000000000003E-2,4.8752999999999998E-2,0.60107999999999995,0.48796,0.59787999999999997,0.72946999999999995,2.7856000000000001,2.3913000000000002,2.7711999999999999,3.1808000000000001]
[199.667,6.1044000000000001E-2,5.3381999999999999E-2,6.0734999999999997E-2,6.8917000000000006E-2,6.2180999999999997,4.7586000000000004,6.1185,7.8650000000000002,41561,37031,41353,46534,21.08,18.199000000000002,21.023,23.724,33.197000000000003,29.314,32.869,37.164000000000001,2.5322,2.1913,2.5002,2.9047999999999998,0.19561000000000001,0.17318,0.19384999999999999,0.2198,16515,14620,16346,18559,4.5719999999999997E-2,4.0194000000000001E-2,4.5434000000000002E-2,5.1560000000000002E-2,952.07,794.66,950.44,1124.3,0.21806,0.18819,0.21708,0.24737000000000001,0.36986999999999998,0.31952000000000003,0.36767,0.42537000000000003,3.3654000000000002,2.9599000000000002,3.3294999999999999,3.7709000000000001,55.253999999999998,48.558999999999997,54.95,62.115000000000002,39.055,23.774999999999999,39.189,53.707000000000001,3715.8,3286,3680.2,4179.3999999999996,3623.8,3192.4,3595.7,4065.9,19.433,15.526,18.530999999999999,23.314,1412.1,1240,1403.9,1587.9,2.5234000000000001,2.2265999999999999,2.4998999999999998,2.8298999999999999,0.20477999999999999,0.17810999999999999,0.20177999999999999,0.23244999999999999,4.2656000000000001,3.7595000000000001,4.2267000000000001,4.7911000000000001,0.28475,0.24848000000000001,0.28337000000000001,0.32290999999999997,19416,17148,19193,21944,4.2332000000000002E-2,3.6386000000000002E-2,4.2247E-2,4.8515000000000003E-2,0.59616000000000002,0.48379,0.59450999999999998,0.72465999999999997,2.7763,2.3801000000000001,2.77,3.1859000000000002]
[199.75,6.0456000000000003E-2,5.2622000000000002E-2,6.0193999999999998E-2,6.8225999999999995E-2,6.2180999999999997,4.7586000000000004,6.1185,7.8650000000000002,41187,36614,41065,46257,20.895,17.989999999999998,20.786000000000001,23.686,32.9,28.940999999999999,32.609000000000002,36.978000000000002,2.5093999999999999,2.1657000000000002,2.4739,2.8832,0.19386999999999999,0.17115,0.19192999999999999,0.21851000000000001,16368,14438,16208,18389,4.5291999999999999E-2,3.9765000000000002E-2,4.5024000000000002E-2,5.1159000000000003E-2,941.61,782.5,940.39,1110.3,0.21587000000000001,0.18623000000000001,0.21512999999999999,0.24573,0.36620000000000003,0.31446000000000002,0.36270999999999998,0.42293999999999998,3.3359000000000001,2.9325999999999999,3.3003,3.7564000000000002,54.731999999999999,48.161000000000001,54.444000000000003,61.567,39.027000000000001,23.774999999999999,39.189,53.658000000000001,3683.2,3248.6,3648.7,4145.5,3590.8,3152.6,3559,4041.4,19.242999999999999,15.385999999999999,18.373999999999999,23.143000000000001,1398.8,1221.5999999999999,1389.5,1575.6,2.5013000000000001,2.2039,2.4769999999999999,2.8148,0.20285,0.17573,0.19996,0.23103000000000001,4.2282000000000002,3.7199,4.1840000000000002,4.7576999999999998,0.28199000000000002,0.24531,0.28034999999999999,0.32090000000000002,19244,16916,19044,21779,4.1886E-2,3.5874999999999997E-2,4.1716000000000003E-2,4.8349000000000003E-2,0.58867999999999998,0.47504999999999997,0.58842000000000005,0.71819,2.7479,2.3513999999999999,2.7323,3.1617000000000002]
[199.833,6.0257999999999999E-2,5.2388999999999998E-2,6.0061000000000003E-2,6.8020999999999998E-2,6.2180999999999997,4.7586000000000004,6.1185,7.8650000000000002,41077,36479,40981,46225,20.844999999999999,17.933,20.751000000000001,23.741,32.814999999999998,28.814,32.548999999999999,36.976999999999997,2.5028000000000001,2.157,2.4661,2.8752,0.19339000000000001,0.17041000000000001,0.19177,0.21789,16326,14406,16198,18345,4.5156000000000002E-2,3.9602999999999999E-2,4.4852999999999997E-2,5.0930999999999997E-2,936.96,780.99,934.49,1103.2,0.21507999999999999,0.18553,0.21473,0.24543000000000001,0.36485000000000001,0.31230999999999998,0.36201,0.42220999999999997,3.3277000000000001,2.9154,3.2984,3.7576000000000001,54.563000000000002,47.978999999999999,54.195,61.494,39.034999999999997,23.774999999999999,39.189,53.686,3674.4,3234.1,3639.6,4126.8999999999996,3580.9,3138.3,3551,4035.5,19.181000000000001,15.353,18.308,23.053000000000001,1394.5,1219.2,1387.1,1571.7,2.4952000000000001,2.1972,2.4733000000000001,2.8140000000000001,0.20224,0.17466000000000001,0.19975000000000001,0.23018,4.2180999999999997,3.7052,4.1806000000000001,4.7576999999999998,0.28111999999999998,0.24524000000000001,0.27922000000000002,0.32056000000000001,19197,16858,18997,21682,4.1714000000000001E-2,3.5629000000000001E-2,4.1660999999999997E-2,4.8294999999999998E-2,0.58499999999999996,0.47202,0.58238999999999996,0.71508000000000005,2.7378,2.3397000000000001,2.7221000000000002,3.1560999999999999]
[199.917,6.0308E-2,5.2414000000000002E-2,6.0128000000000001E-2,6.8205000000000002E-2,6.2180999999999997,4.7586000000000004,6.1185,7.8650000000000002,41154,36534,41059,46398,20.893999999999998,18.033999999999999,20.757999999999999,23.821999999999999,32.881999999999998,28.84,32.585000000000001,37.063000000000002,2.5076000000000001,2.1625000000000001,2.4719000000000002,2.8860000000000001,0.19381000000000001,0.17044000000000001,0.19242000000000001,0.21837999999999999,16361,14413,16232,18389,4.5214999999999998E-2,3.9664999999999999E-2,4.4903999999999999E-2,5.0921000000000001E-2,935.73,779.99,931.58,1102.3,0.21515999999999999,0.18559999999999999,0.21482000000000001,0.24573,0.36503999999999998,0.31294,0.36203999999999997,0.42229,3.3353000000000002,2.9194,3.3075000000000001,3.7646999999999999,54.634,48.040999999999997,54.207000000000001,61.634999999999998,39.055,23.774999999999999,39.189,53.707000000000001,3682.9,3239.1,3652.6,4134.7,3587,3141.3,3560.4,4043.3,19.190000000000001,15.356,18.321999999999999,23.062999999999999,1396.1,1220.2,1388.8,1575.2,2.5009999999999999,2.1964999999999999,2.4815999999999998,2.8178999999999998,0.20252000000000001,0.17519999999999999,0.20021,0.23083000000000001,4.2279,3.7044999999999999,4.1957000000000004,4.7664,0.28134999999999999,0.24546000000000001,0.27961000000000003,0.32063999999999998,19241,16923,19029,21745,4.1683999999999999E-2,3.5584999999999999E-2,4.1546E-2,4.8249E-2,0.58257000000000003,0.46988000000000002,0.58101000000000003,0.70955999999999997,2.7382,2.3347000000000002,2.7149999999999999,3.1711]
[200,6.0267000000000001E-2,5.2471999999999998E-2,6.0072E-2,6.8187999999999999E-2,6.2180999999999997,4.7586000000000004,6.1185,7.8650000000000002,41195,36563,41076,46427,20.928999999999998,18.106999999999999,20.782,23.824000000000002,32.921999999999997,28.86,32.652000000000001,37.119999999999997,2.5102000000000002,2.1686000000000001,2.4763000000000002,2.8881999999999999,0.19409999999999999,0.17072999999999999,0.19263,0.21833,16382,14457,16267,18402,4.5218000000000001E-2,3.9669999999999997E-2,4.4879000000000002E-2,5.0879000000000001E-2,931.5,775.89,926.52,1095.2,0.21485000000000001,0.18551000000000001,0.21468000000000001,0.24532000000000001,0.36459000000000003,0.31330000000000002,0.36152000000000001,0.42093999999999998,3.3405,2.9274,3.3163999999999998,3.7631000000000001,54.643000000000001,47.953000000000003,54.231999999999999,61.595999999999997,39.057000000000002,23.774999999999999,39.189,53.707000000000001,3689,3245.3,3657.9,4141.5,3589.5,3144.6,3565.2,4041.8,19.172999999999998,15.37,18.298999999999999,22.983000000000001,1396,1221.2,1388.2,1574.8,2.5051000000000001,2.2027999999999999,2.4860000000000002,2.8188,0.20257,0.17558000000000001,0.20022000000000001,0.2306,4.2350000000000003,3.7132000000000001,4.2004000000000001,4.7704000000000004,0.28114,0.24501000000000001,0.27938000000000002,0.31994,19271,16978,19063,21757,4.1556000000000003E-2,3.5451000000000003E-2,4.1450000000000001E-2,4.8008000000000002E-2,0.57747999999999999,0.46531,0.57654000000000005,0.70398000000000005,2.7330999999999999,2.3330000000000002,2.7090999999999998,3.1631999999999998]

{"sheet":"Other_2EPond","index":7,"n_rows":2410,"n_cols":109,"rows_kept":562,"cut":true,"hidden":false,"merged":[[5,1,5,3]],"bounds":{"rows_first":250,"rows_last":62,"rows_between":250,"halvings":3}}
[{"$f":"A7","v":"! GoldSim Time History Results,GSVersion:10.50.300"}]
[{"$f":"B7","v":"Result:Statistics"}]
[{"$f":"C7","v":"Element:\\Results\\PROJECT_results\\Mine_Features_Results\\FTB_Concs\\Pond2E_Concentrations"}]
[{"$f":"D7","v":"Model:C:\\Tailings Basin\\Version 5.0\\NorthMet_PlantSite_Base_v05.0.gsm"}]
[{"$f":"E7","v":"Time:1/31/2013 18:17:37"}]
["Copied","2014-12-16T08:38:42"]
["! GoldSim Time History Results,GSVersion:10.50.300","Result:Statistics","Element:\\Results\\PROJECT_results\\Mine_Features_Results\\FTB_Concs\\Pond2E_Concentrations","Model:C:\\Tailings Basin\\Version 5.0\\NorthMet_PlantSite_Base_v05.0.gsm","Time:1/31/2013 18:17:37"]
["!Statistics"]
["Time (yr)","Cell2E_Pond_Quality.Concentration_in_Water[Ag] [ug/L],Mean","Cell2E_Pond_Quality.Concentration_in_Water[Ag] [ug/L],10%","Cell2E_Pond_Quality.Concentration_in_Water[Ag] [ug/L],Median","Cell2E_Pond_Quality.Concentration_in_Water[Ag] [ug/L],90%","Cell2E_Pond_Quality.Concentration_in_Water[Al] [ug/L],Mean","Cell2E_Pond_Quality.Concentration_in_Water[Al] [ug/L],10%","Cell2E_Pond_Quality.Concentration_in_Water[Al] [ug/L],Median","Cell2E_Pond_Quality.Concentration_in_Water[Al] [ug/L],90%","Cell2E_Pond_Quality.Concentration_in_Water[Alk] [ug/L],Mean","Cell2E_Pond_Quality.Concentration_in_Water[Alk] [ug/L],10%","Cell2E_Pond_Quality.Concentration_in_Water[Alk] [ug/L],Median","Cell2E_Pond_Quality.Concentration_in_Water[Alk] [ug/L],90%","Cell2E_Pond_Quality.Concentration_in_Water[As] [ug/L],Mean","Cell2E_Pond_Quality.Concentration_in_Water[As] [ug/L],10%","Cell2E_Pond_Quality.Concentration_in_Water[As] [ug/L],Median","Cell2E_Pond_Quality.Concentration_in_Water[As] [ug/L],90%","Cell2E_Pond_Quality.Concentration_in_Water[B] [ug/L],Mean","Cell2E_Pond_Quality.Concentration_in_Water[B] [ug/L],10%","Cell2E_Pond_Quality.Concentration_in_Water[B] [ug/L],Median","Cell2E_Pond_Quality.Concentration_in_Water[B] [ug/L],90%","Cell2E_Pond_Quality.Concentration_in_Water[Ba] [ug/L],Mean","Cell2E_Pond_Quality.Concentration_in_Water[Ba] [ug/L],10%","Cell2E_Pond_Quality.Concentration_in_Water[Ba] [ug/L],Median","Cell2E_Pond_Quality.Concentration_in_Water[Ba] [ug/L],90%","Cell2E_Pond_Quality.Concentration_in_Water[Be] [ug/L],Mean","Cell2E_Pond_Quality.Concentration_in_Water[Be] [ug/L],10%","Cell2E_Pond_Quality.Concentration_in_Water[Be] [ug/L],Median","Cell2E_Pond_Quality.Concentration_in_Water[Be] [ug/L],90%","Cell2E_Pond_Quality.Concentration_in_Water[Ca] [ug/L],Mean","Cell2E_Pond_Quality.Concentration_in_Water[Ca] [ug/L],10%","Cell2E_Pond_Quality.Concentration_in_Water[Ca] [ug/L],Median","Cell2E_Pond_Quality.Concentration_in_Water[Ca] [ug/L],90%","Cell2E_Pond_Quality.Concentration_in_Water[Cd] [ug/L],Mean","Cell2E_Pond_Quality.Concentration_in_Water[Cd] [ug/L],10%","Cell2E_Pond_Quality.Concentration_in_Water[Cd] [ug/L],Median","Cell2E_Pond_Quality.Concentration_in_Water[Cd] [ug/L],90%","Cell2E_Pond_Quality.Concentration_in_Water[Cl] [ug/L],Mean","Cell2E_Pond_Quality.Concentration_in_Water[Cl] [ug/L],10%","Cell2E_Pond_Quality.Concentration_in_Water[Cl] [ug/L],Median","Cell2E_Pond_Quality.Concentration_in_Water[Cl] [ug/L],90%","Cell2E_Pond_Quality.Concentration_in_Water[Co] [ug/L],Mean","Cell2E_Pond_Quality.Concentration_in_Water[Co] [ug/L],10%","Cell2E_Pond_Quality.Concentration_in_Water[Co] [ug/L],Median","Cell2E_Pond_Quality.Concentration_in_Water[Co] [ug/L],90%","Cell2E_Pond_Quality.Concentration_in_Water[Cr] [ug/L],Mean","Cell2E_Pond_Quality.Concentration_in_Water[Cr] [ug/L],10%","Cell2E_Pond_Quality.Concentration_in_Water[Cr] [ug/L],Median","Cell2E_Pond_Quality.Concentration_in_Water[Cr] [ug/L],90%","Cell2E_Pond_Quality.Concentration_in_Water[Cu] [ug/L],Mean","Cell2E_Pond_Quality.Concentration_in_Water[Cu] [ug/L],10%","Cell2E_Pond_Quality.Concentration_in_Water[Cu] [ug/L],Median","Cell2E_Pond_Quality.Concentration_in_Water[Cu] [ug/L],90%","Cell2E_Pond_Quality.Concentration_in_Water[F] [ug/L],Mean","Cell2E_Pond_Quality.Concentration_in_Water[F] [ug/L],10%","Cell2E_Pond_Quality.Concentration_in_Water[F] [ug/L],Median","Cell2E_Pond_Quality.Concentration_in_Water[F] [ug/L],90%","Cell2E_Pond_Quality.Concentration_in_Water[Fe] [ug/L],Mean","Cell2E_Pond_Quality.Concentration_in_Water[Fe] [ug/L],10%","Cell2E_Pond_Quality.Concentration_in_Water[Fe] [ug/L],Median","Cell2E_Pond_Quality.Concentration_in_Water[Fe] [ug/L],90%","Cell2E_Pond_Quality.Concentration_in_Water[K] [ug/L],Mean","Cell2E_Pond_Quality.Concentration_in_Water[K] [ug/L],10%","Cell2E_Pond_Quality.Concentration_in_Water[K] [ug/L],Median","Cell2E_Pond_Quality.Concentration_in_Water[K] [ug/L],90%","Cell2E_Pond_Quality.Concentration_in_Water[Mg] [ug/L],Mean","Cell2E_Pond_Quality.Concentration_in_Water[Mg] [ug/L],10%","Cell2E_Pond_Quality.Concentration_in_Water[Mg] [ug/L],Median","Cell2E_Pond_Quality.Concentration_in_Water[Mg] [ug/L],90%","Cell2E_Pond_Quality.Concentration_in_Water[Mn] [ug/L],Mean","Cell2E_Pond_Quality.Concentration_in_Water[Mn] [ug/L],10%","Cell2E_Pond_Quality.Concentration_in_Water[Mn] [ug/L],Median","Cell2E_Pond_Quality.Concentration_in_Water[Mn] [ug/L],90%","Cell2E_Pond_Quality.Concentration_in_Water[Na] [ug/L],Mean","Cell2E_Pond_Quality.Concentration_in_Water[Na] [ug/L],10%","Cell2E_Pond_Quality.Concentration_in_Water[Na] [ug/L],Median","Cell2E_Pond_Quality.Concentration_in_Water[Na] [ug/L],90%","Cell2E_Pond_Quality.Concentration_in_Water[Ni] [ug/L],Mean","Cell2E_Pond_Quality.Concentration_in_Water[Ni] [ug/L],10%","Cell2E_Pond_Quality.Concentration_in_Water[Ni] [ug/L],Median","Cell2E_Pond_Quality.Concentration_in_Water[Ni] [ug/L],90%","Cell2E_Pond_Quality.Concentration_in_Water[Pb] [ug/L],Mean","Cell2E_Pond_Quality.Concentration_in_Water[Pb] [ug/L],10%","Cell2E_Pond_Quality.Concentration_in_Water[Pb] [ug/L],Median","Cell2E_Pond_Quality.Concentration_in_Water[Pb] [ug/L],90%","Cell2E_Pond_Quality.Concentration_in_Water[Sb] [ug/L],Mean","Cell2E_Pond_Quality.Concentration_in_Water[Sb] [ug/L],10%","Cell2E_Pond_Quality.Concentration_in_Water[Sb] [ug/L],Median","Cell2E_Pond_Quality.Concentration_in_Water[Sb] [ug/L],90%","Cell2E_Pond_Quality.Concentration_in_Water[Se] [ug/L],Mean","Cell2E_Pond_Quality.Concentration_in_Water[Se] [ug/L],10%","Cell2E_Pond_Quality.Concentration_in_Water[Se] [ug/L],Median","Cell2E_Pond_Quality.Concentration_in_Water[Se] [ug/L],90%","Cell2E_Pond_Quality.Concentration_in_Water[SO4] [ug/L],Mean","Cell2E_Pond_Quality.Concentration_in_Water[SO4] [ug/L],10%","Cell2E_Pond_Quality.Concentration_in_Water[SO4] [ug/L],Median","Cell2E_Pond_Quality.Concentration_in_Water[SO4] [ug/L],90%","Cell2E_Pond_Quality.Concentration_in_Water[Tl] [ug/L],Mean","Cell2E_Pond_Quality.Concentration_in_Water[Tl] [ug/L],10%","Cell2E_Pond_Quality.Concentration_in_Water[Tl] [ug/L],Median","Cell2E_Pond_Quality.Concentration_in_Water[Tl] [ug/L],90%","Cell2E_Pond_Quality.Concentration_in_Water[V] [ug/L],Mean","Cell2E_Pond_Quality.Concentration_in_Water[V] [ug/L],10%","Cell2E_Pond_Quality.Concentration_in_Water[V] [ug/L],Median","Cell2E_Pond_Quality.Concentration_in_Water[V] [ug/L],90%","Cell2E_Pond_Quality.Concentration_in_Water[Zn] [ug/L],Mean","Cell2E_Pond_Quality.Concentration_in_Water[Zn] [ug/L],10%","Cell2E_Pond_Quality.Concentration_in_Water[Zn] [ug/L],Median","Cell2E_Pond_Quality.Concentration_in_Water[Zn] [ug/L],90%"]
[0,0.1,0.1,0.1,0.1,6.2180999999999997,4.7586000000000004,6.1185,7.8650000000000002,52854,42430,52300,65004,5.4,5.4,5.4,5.4,100,100,100,100,28.414000000000001,28.414000000000001,28.414000000000001,28.414000000000001,0.2,0.2,0.2,0.2,34000,34000,34000,34000,9.9918999999999994E-2,0.1,0.1,0.1,23000,23000,23000,23000,0.6,0.6,0.6,0.6,0.5,0.5,0.5,0.5,1,1,1,1,4400,4400,4400,4400,28.696000000000002,23.736999999999998,30,30,12000,12000,12000,12000,66000,66000,66000,66000,79,79,79,79,77000,77000,77000,77000,1,1,1,1,1.6,1.6,1.6,1.6,0.25,0.25,0.25,0.25,0.5,0.5,0.5,0.5,130000,130000,130000,130000,0.17,0.17,0.17,0.17,5.41,5.41,5.41,5.41,13,13,13,13]
[8.3333299999999999E-2,5.8297000000000002E-2,5.5313000000000001E-2,5.8290000000000002E-2,6.1279E-2,5.7275999999999998,4.7586000000000004,5.8441000000000001,6.4911000000000003,52854,42430,52300,65004,2.4598,2.4066000000000001,2.4546000000000001,2.5184000000000002,100,100,100,100,28.414000000000001,28.414000000000001,28.414000000000001,28.414000000000001,0.10241,9.3325000000000005E-2,0.10181,0.11237999999999999,15283,14899,15252,15721,0.10822,9.5724000000000004E-2,0.10824,0.12084,10664,10137,10649,11241,0.33745000000000003,0.32178000000000001,0.33731,0.35339999999999999,0.29144999999999999,0.25827,0.29181000000000001,0.32494000000000001,0.91969999999999996,0.82745000000000002,0.91983999999999999,1.0121,1902.9,1862.2,1899.3,1946,17.914000000000001,17,17.888999999999999,18.919,5621.4,5404.2,5607.8,5855.1,28529,27929,28471,29222,34.463000000000001,33.744999999999997,34.381999999999998,35.264000000000003,34422,33284,34323,35616,2.0731999999999999,1.7574000000000001,2.0754000000000001,2.3824999999999998,0.93357999999999997,0.86941999999999997,0.92827999999999999,1.0098,0.61702999999999997,0.51941000000000004,0.61758000000000002,0.71279999999999999,0.29488999999999999,0.27949000000000002,0.29466999999999999,0.31047999999999998,59368,58074,59230,60811,7.4674000000000004E-2,7.2805999999999996E-2,7.4553999999999995E-2,7.6673000000000005E-2,2.4693000000000001,2.3933,2.4664000000000001,2.5461999999999998,11.920999999999999,10.727,11.922000000000001,13.116]
[0.16666700000000001,9.7188999999999998E-2,8.3256999999999998E-2,9.4264000000000001E-2,0.11544,6.2180999999999997,4.7586000000000004,6.1185,7.8650000000000002,52854,42430,52300,65004,2.4636,2.3469000000000002,2.4458000000000002,2.5941000000000001,99.971000000000004,99.962999999999994,100,100,36.517000000000003,36.234999999999999,36.542000000000002,36.773000000000003,0.12141,0.11198,0.12092,0.13075999999999999,19871,18444,19671,21497,0.14985999999999999,0.13344,0.15035000000000001,0.16716,10907,10290,10888,11522,1.2546999999999999,0.68311999999999995,1.1293,2.0175999999999998,0.40355999999999997,0.36742000000000002,0.40338000000000002,0.43968000000000002,35.896000000000001,16.498000000000001,31.114999999999998,61.914999999999999,1835.1,1791.6,1829.4,1883.9,39.064,23.774999999999999,39.189,53.707000000000001,5145.5,4949,5127,5339.5,29240,28748,29215,29780,84.251000000000005,76.210999999999999,82.174999999999997,94.98,32313,31249,32260,33369,18.709,7.7196999999999996,16.315999999999999,33.072000000000003,1.0887,0.97499999999999998,1.0749,1.2119,0.89964,0.77193999999999996,0.90502000000000005,1.0306999999999999,0.40958,0.38718999999999998,0.41052,0.43176999999999999,69956,66939,69578,73635,7.9667000000000002E-2,7.1027000000000007E-2,7.6530000000000001E-2,9.0856000000000006E-2,3.4474999999999998,3.2551999999999999,3.4077000000000002,3.7035999999999998,14.597,12.973000000000001,14.632,16.222999999999999]
[0.25,0.12831999999999999,0.10364,0.12336999999999999,0.16023000000000001,6.2180999999999997,4.7586000000000004,6.1185,7.8650000000000002,52854,42430,52300,65004,3.1705000000000001,3.0110000000000001,3.1440000000000001,3.3592,100,100,100,100,34.658000000000001,34.082999999999998,34.706000000000003,35.137999999999998,0.15322,0.14332,0.15221999999999999,0.16414999999999999,24850,23607,24701,26197,0.18331,0.16325000000000001,0.18515999999999999,0.20552999999999999,14640,13824,14574,15541,2.0933000000000002,1.0471999999999999,1.8644000000000001,3.4916,0.49034,0.44890999999999998,0.48881000000000002,0.53136000000000005,46.241,22.2,36.253999999999998,88.783000000000001,2620.3000000000002,2551.8000000000002,2631.2,2653.2,39.064,23.774999999999999,39.189,53.707000000000001,6368.2,6148.3,6357.9,6617.3,37852,37322,37770,38332,122.04,113.94,120.73,132.07,43099,41934,43042,44349,32.359000000000002,12.233000000000001,27.936,58.290999999999997,1.4426000000000001,1.2726999999999999,1.4180999999999999,1.6423000000000001,1.1306,0.97409999999999997,1.1425000000000001,1.2944,0.50005999999999995,0.47006999999999999,0.50102999999999998,0.53315000000000001,90757,87895,90335,94079,0.10192,9.4404000000000002E-2,9.9246000000000001E-2,0.11176999999999999,4.2122999999999999,3.8751000000000002,4.1368,4.6409000000000002,18.510000000000002,16.582999999999998,18.600000000000001,20.535]
[0.33333299999999999,0.14809,0.11738999999999999,0.14285999999999999,0.19327,6.2180999999999997,4.7586000000000004,6.1185,7.8650000000000002,52854,42430,52300,65004,3.6181999999999999,3.4055,3.5964999999999998,3.8809,100,100,100,100,31.882000000000001,31.512,31.925000000000001,32.206000000000003,0.17230000000000001,0.16,0.1719,0.18465999999999999,27928,26717,27907,29350,0.21137,0.18584000000000001,0.21345,0.23830999999999999,16945,15861,16922,18112,2.7250000000000001,1.327,2.4174000000000002,4.5492999999999997,0.55037999999999998,0.50231999999999999,0.54706999999999995,0.60470999999999997,49.981000000000002,22.954999999999998,37.484999999999999,96.84,3010.4,2897.6,2999.3,3146.3,39.064,23.774999999999999,39.189,53.707000000000001,7216.9,6876.4,7213.5,7569.5,43585,42601,43439,45587,148.55000000000001,141.80000000000001,148.57,158.78,49274,47249,49103,51593,42.753,16.094999999999999,36.628,76.995000000000005,1.6908000000000001,1.4616,1.6571,1.9513,1.3524,1.1474,1.3595999999999999,1.5466,0.55945999999999996,0.51727999999999996,0.55706999999999995,0.60196000000000005,104860,101340,104750,109220,0.11457000000000001,0.10705000000000001,0.11276,0.12388,4.6127000000000002,4.1420000000000003,4.5033000000000003,5.1997,21.797000000000001,19.207000000000001,21.814,24.172000000000001]
[0.41666700000000001,0.1603,0.12604000000000001,0.15773999999999999,0.2,6.2180999999999997,4.7586000000000004,6.1185,7.8650000000000002,52854,42430,52300,65004,3.7574999999999998,3.5137999999999998,3.7231000000000001,4.0472999999999999,99.998999999999995,100,100,100,30.445,30.042999999999999,30.448,30.771000000000001,0.17952000000000001,0.16682,0.17945,0.19256000000000001,28860,26455,29084,30808,0.23379,0.20594000000000001,0.23635,0.26700000000000002,17564,16330,17548,18838,3.2227000000000001,1.5079,2.8530000000000002,5.5033000000000003,0.58960000000000001,0.53380000000000005,0.58536999999999995,0.65066999999999997,52.076000000000001,23.187000000000001,38.411000000000001,107.9,3009.7,2884.8,3013.1,3127.7,39.064,23.774999999999999,39.189,53.707000000000001,7421.8,7042.1,7421.7,7819.6,44888,40900,45635,47533,157.66999999999999,131.61000000000001,157.44,178.68,50011,47776,49980,52413,51.639000000000003,18.907,44.573,94.070999999999998,1.8285,1.5720000000000001,1.784,2.1425999999999998,1.5528999999999999,1.3182,1.5581,1.7866,0.59658,0.54751000000000005,0.59287000000000001,0.64990000000000003,110070,103220,110750,116090,0.11762,0.1105,0.11668000000000001,0.12537000000000001,4.7920999999999996,4.2243000000000004,4.6852999999999998,5.5095999999999998,24.193999999999999,21.379000000000001,24.291,27.116]
[0.5,0.16818,0.13325000000000001,0.16980000000000001,0.2,6.2180999999999997,4.7586000000000004,6.1185,7.8650000000000002,52854,42430,52300,65004,3.7812999999999999,3.5123000000000002,3.7382,4.1162999999999998,99.986000000000004,100,100,100,29.984000000000002,29.462,29.908999999999999,30.591000000000001,0.18154000000000001,0.16841999999999999,0.18154000000000001,0.19456000000000001,28954,25695,29412,31429,0.25162000000000001,0.21754000000000001,0.25569999999999998,0.28765000000000002,17576,16204,17467,19107,3.6457000000000002,1.6761999999999999,3.2172000000000001,6.2393999999999998,0.61563999999999997,0.55474000000000001,0.61099000000000003,0.68128999999999995,53.389000000000003,23.361999999999998,38.828000000000003,111.85,2887.4,2776.6,2891.1,2999.5,39.064,23.774999999999999,39.189,53.707000000000001,7415.6,6959.6,7420,7832.7,44650,38605,45726,48192,166.82,140.83000000000001,161.16,196.88,48888,46549,48881,51412,59.453000000000003,21.513000000000002,50.945,108.97,1.9180999999999999,1.6254999999999999,1.8677999999999999,2.2665000000000002,1.7266999999999999,1.4656,1.7363,1.9938,0.62139999999999995,0.56625000000000003,0.61812999999999996,0.67967,111930,102250,113130,119070,0.11719,0.11069,0.11615,0.12472,4.8657000000000004,4.2192999999999996,4.7157999999999998,5.6791999999999998,26.062000000000001,22.832999999999998,26.222000000000001,29.25]
[0.58333299999999999,0.17332,0.13714999999999999,0.17738000000000001,0.2,6.2180999999999997,4.7586000000000004,6.1185,7.8650000000000002,52852,42430,52300,65004,3.7612000000000001,3.4685000000000001,3.6999,4.1393000000000004,99.864000000000004,100,100,100,29.83,29.224,29.707000000000001,30.684000000000001,0.18179000000000001,0.16792000000000001,0.18132000000000001,0.19635,28959,25401,29390,31793,0.26589000000000002,0.22817999999999999,0.27026,0.30575999999999998,17412,15967,17283,19078,4.0054999999999996,1.8142,3.5257000000000001,6.9180000000000001,0.63168000000000002,0.56299999999999994,0.62450000000000006,0.70330999999999999,54.148000000000003,23.361999999999998,38.875,115.37,2737,2616.6999999999998,2736.5,2862,39.064,23.774999999999999,39.189,53.707000000000001,7325.9,6834,7334.2,7814.8,44256,37719,45158,48895,179.03,142.93,174.87,220.55,47342,44637,47358,50117,66.113,23.707999999999998,57.106999999999999,120.18,1.9807999999999999,1.6652,1.911,2.3860000000000001,1.8717999999999999,1.5913999999999999,1.8766,2.1597,0.63846999999999998,0.57652000000000003,0.63217999999999996,0.70277000000000001,113090,102000,114020,121680,0.1154,0.10834000000000001,0.11432,0.12357,4.8811,4.1714000000000002,4.7164999999999999,5.7839999999999998,27.501000000000001,24.030999999999999,27.504999999999999,30.957000000000001]
[0.66666700000000001,0.17818000000000001,0.14244000000000001,0.18633,0.2,6.2180999999999997,4.7586000000000004,6.1185,7.8650000000000002,52846,42430,52300,65004,3.8045,3.4716,3.7507000000000001,4.2184999999999997,99.774000000000001,99.942999999999998,100,100,29.736999999999998,29.021999999999998,29.632999999999999,30.707999999999998,0.18536,0.16975000000000001,0.18476000000000001,0.20175999999999999,30132,25673,30838,32978,0.27993000000000001,0.24085000000000001,0.28460999999999997,0.32402999999999998,17655,16022,17554,19466,4.3750999999999998,2.0028999999999999,3.8610000000000002,7.5195999999999996,0.65493000000000001,0.58503000000000005,0.64734999999999998,0.73231000000000002,54.637999999999998,23.558,38.991,115.37,2657.1,2505.4,2661,2797.3,39.064,23.774999999999999,39.189,53.707000000000001,7418.2,6842.4,7446,7924,45759,38007,47226,50237,193.93,144.13,195.64,246.52,47035,43452,47311,49899,72.260000000000005,26.204999999999998,62.305999999999997,131.54,2.0527000000000002,1.7138,1.9826999999999999,2.4828999999999999,2.0070999999999999,1.7104999999999999,2.0047000000000001,2.3212000000000002,0.65996999999999995,0.59297,0.65493000000000001,0.73341999999999996,117890,105250,119870,126690,0.11589000000000001,0.10867,0.11496000000000001,0.12404999999999999,4.9493,4.2020999999999997,4.7941000000000003,5.9439000000000002,28.861000000000001,25.222999999999999,28.823,32.517000000000003]
[0.75,0.18265000000000001,0.14893999999999999,0.19589999999999999,0.2,6.2180999999999997,4.7586000000000004,6.1185,7.8650000000000002,52847,42347,52300,65004,3.8866000000000001,3.5230999999999999,3.8250000000000002,4.3304,99.787000000000006,100,100,100,29.349,28.65,29.161999999999999,30.401,0.19094,0.17422000000000001,0.19123000000000001,0.20691000000000001,31691,27009,32442,34295,0.29509000000000002,0.25108000000000003,0.30153999999999997,0.34100999999999998,18068,16316,17998,19972,4.7611999999999997,2.1901999999999999,4.1942000000000004,8.1173000000000002,0.68391999999999997,0.60941999999999996,0.67642000000000002,0.75997999999999999,55.03,23.824000000000002,38.991,115.37,2617.1,2438.6,2632.6,2765.6,39.064,23.774999999999999,39.189,53.707000000000001,7607.2,7009.5,7658.9,8120.9,47873,39391,49384,51904,202.12,144.38,208.21,265.83999999999997,47437,43635,47733,50645,78.534000000000006,28.587,67.328999999999994,144.27000000000001,2.1389999999999998,1.7674000000000001,2.0693999999999999,2.6278999999999999,2.1501999999999999,1.8368,2.145,2.4811999999999999,0.68633999999999995,0.61755000000000004,0.67993000000000003,0.76490000000000002,124040,110440,126300,132200,0.11727,0.10979999999999999,0.11644,0.12595000000000001,5.0640000000000001,4.2324999999999999,4.8696000000000002,6.1567999999999996,30.324999999999999,26.260999999999999,30.367999999999999,34.356000000000002]
[0.83333299999999999,0.18528,0.15246000000000001,0.2,0.2,6.2180999999999997,4.7586000000000004,6.1185,7.8650000000000002,52842,42430,52300,65004,3.9087999999999998,3.5310000000000001,3.8456000000000001,4.3730000000000002,99.772000000000006,100,100,100,28.876000000000001,28.262,28.678000000000001,29.936,0.19327,0.17451,0.19320000000000001,0.21163000000000001,32269,28211,32918,35115,0.30786999999999998,0.25662000000000001,0.31373000000000001,0.35744999999999999,18203,16375,18116,20123,5.0976999999999997,2.3283,4.4771999999999998,8.7614999999999998,0.69921999999999995,0.62217999999999996,0.69162000000000001,0.78281999999999996,55.33,23.873999999999999,39.052999999999997,116.28,2529,2336,2538.3000000000002,2707.6,39.064,23.774999999999999,39.189,53.707000000000001,7633.8,7034.5,7664.2,8206.7999999999993,48510,41477,49632,52944,203.98,144.66999999999999,210.9,270.01,46828,43018,47126,50333,84.486000000000004,30.853999999999999,72.221999999999994,156.79,2.2065999999999999,1.8068,2.1252,2.7296999999999998,2.2812999999999999,1.9557,2.2753999999999999,2.6440000000000001,0.70235999999999998,0.62788999999999995,0.69521999999999995,0.78168000000000004,126960,114360,128870,136660,0.11602,0.10818,0.11545999999999999,0.12512000000000001,5.0888,4.2009999999999996,4.8996000000000004,6.3045999999999998,31.582000000000001,27.329000000000001,31.640999999999998,35.889000000000003]
[0.91666700000000001,0.18734999999999999,0.15695000000000001,0.2,0.2,6.2180999999999997,4.7586000000000004,6.1185,7.8650000000000002,52837,42430,52300,65004,3.9329999999999998,3.5352999999999999,3.8679000000000001,4.3973000000000004,99.753,100,100,100,28.66,27.963999999999999,28.494,29.603999999999999,0.19497,0.17627999999999999,0.19519,0.21304000000000001,32894,28758,33570,35752,0.31857999999999997,0.26804,0.32524999999999998,0.36881999999999998,18315,16295,18211,20349,5.3863000000000003,2.4693000000000001,4.7523,9.3457000000000008,0.70959000000000005,0.63358000000000003,0.70562000000000002,0.78735999999999995,55.585999999999999,23.873999999999999,39.052999999999997,117,2458,2257.1,2469.3000000000002,2629.4,39.064,23.774999999999999,39.189,53.707000000000001,7680.3,7052.8,7707.3,8257.9,49278,42131,50629,53814,204.86,144.75,211.39,272.01,46399,42290,46767,49866,89.524000000000001,32.948999999999998,77.040000000000006,166.18,2.2635000000000001,1.8318000000000001,2.1861000000000002,2.8086000000000002,2.3938999999999999,2.0539999999999998,2.3976999999999999,2.7639999999999998,0.71618999999999999,0.64437999999999995,0.70984000000000003,0.79908999999999997,130000,116590,131870,139420,0.11515,0.10689,0.11447,0.12382,5.1071999999999997,4.2118000000000002,4.8872,6.3459000000000003,32.634,27.93,32.707000000000001,37.003999999999998]
[1,0.18883,0.15981999999999999,0.2,0.2,6.2180999999999997,4.7586000000000004,6.1185,7.8650000000000002,52845,42430,52300,64987,3.9664999999999999,3.5459999999999998,3.899,4.4695999999999998,99.78,100,100,100,28.439,27.780999999999999,28.283000000000001,29.404,0.19539000000000001,0.17721000000000001,0.19572999999999999,0.21290999999999999,33751,30007,34505,36452,0.32823999999999998,0.2752,0.33584000000000003,0.38053999999999999,18647,16607,18494,20922,5.6448999999999998,2.5535000000000001,4.9980000000000002,9.7536000000000005,0.73828000000000005,0.66456000000000004,0.7319,0.81784999999999997,55.776000000000003,23.873999999999999,39.237000000000002,117.72,2403.9,2195.5,2425.6999999999998,2573.1999999999998,39.064,23.774999999999999,39.189,53.707000000000001,7912.2,7229.9,7949.8,8534.9,50498,44122,51869,54857,205.67,144.41,212.48,273.79000000000002,47332,42933,47762,51099,94.100999999999999,35.173999999999999,80.667000000000002,174.24,2.2919,1.8571,2.2027999999999999,2.8508,2.4908999999999999,2.1293000000000002,2.4923000000000002,2.8679999999999999,0.72975999999999996,0.65341000000000005,0.72131000000000001,0.8145,133710,121920,135890,142780,0.11559,0.10734,0.11523,0.12406,5.1271000000000004,4.1637000000000004,4.8917000000000002,6.3966000000000003,33.558,28.655000000000001,33.683999999999997,38.368000000000002]
[1.0833299999999999,0.19112999999999999,0.16592000000000001,0.2,0.2,6.2180999999999997,4.7586000000000004,6.1185,7.8650000000000002,52846,42347,52250,65004,4.0309999999999997,3.6088,3.9542999999999999,4.5164999999999997,99.849000000000004,100,100,100,28.187999999999999,27.574999999999999,28.013999999999999,28.986999999999998,0.19961999999999999,0.18151,0.19975000000000001,0.21787999999999999,34734,31552,35467,37209,0.34871000000000002,0.29252,0.35792000000000002,0.40594000000000002,19047,16976,18805,21282,5.8996000000000004,2.6747999999999998,5.2740999999999998,10.195,0.77834000000000003,0.69440999999999997,0.77354999999999996,0.86050000000000004,55.929000000000002,23.873999999999999,39.276000000000003,117.82,2360.6,2155.6,2374.3000000000002,2530.4,39.064,23.774999999999999,39.189,53.707000000000001,8211,7493.2,8252.4,8866.4,51765,46601,52981,55832,205.96,144.66999999999999,212.17,274.52999999999997,48362,44019,48662,52462,98.715000000000003,36.686,84.028000000000006,182.87,2.3845000000000001,1.9228000000000001,2.2948,2.9464999999999999,2.6838000000000002,2.3073999999999999,2.6753999999999998,3.0691000000000002,0.75790999999999997,0.67837999999999998,0.747,0.84555999999999998,138080,127210,140360,146940,0.11613,0.10772,0.11594,0.12486999999999999,5.1692999999999998,4.1539999999999999,4.9432,6.4869000000000003,35.526000000000003,30.411999999999999,35.58,40.686999999999998]
[1.1666700000000001,0.19283,0.17093,0.2,0.2,6.2180999999999997,4.7586000000000004,6.1185,7.8650000000000002,52851,42430,52300,65004,4.0902000000000003,3.641,4.0057999999999998,4.6006999999999998,99.93,100,100,100,27.896999999999998,27.321999999999999,27.725999999999999,28.611999999999998,0.20332,0.1852,0.20401,0.22156999999999999,35697,32997,36302,37958,0.36415999999999998,0.29955999999999999,0.37520999999999999,0.42612,19446,17380,19329,21772,6.1360000000000001,2.7835999999999999,5.4217000000000004,10.484,0.80737999999999999,0.72374000000000005,0.80171000000000003,0.89537999999999995,56.128999999999998,23.873999999999999,39.276000000000003,117.89,2328.6999999999998,2147.6,2351,2481.1999999999998,39.064,23.774999999999999,39.189,53.707000000000001,8447.2000000000007,7820.3,8487.6,9067.2000000000007,53089,48374,54121,56624,206.28,144.96,212.48,274.88,49203,45130,49494,53005,103.03,38.667000000000002,89.515000000000001,186.59,2.4533999999999998,1.9666999999999999,2.3607999999999998,3.0266000000000002,2.8317999999999999,2.4413,2.8262,3.2397999999999998,0.77986,0.69906999999999997,0.76946999999999999,0.87273000000000001,142330,132360,144290,150460,0.11645999999999999,0.10868999999999999,0.11638,0.12456,5.2081,4.1494,4.9804000000000004,6.5438999999999998,36.963999999999999,31.141999999999999,37.167999999999999,42.378999999999998]
[1.25,0.19436999999999999,0.17544000000000001,0.2,0.2,6.2180999999999997,4.7586000000000004,6.1185,7.8650000000000002,52854,42430,52300,65004,4.1704999999999997,3.7162000000000002,4.0854999999999997,4.7176,99.981999999999999,100,100,100,27.623000000000001,27.116,27.481999999999999,28.251999999999999,0.20798,0.189,0.20837,0.2266,36825,34366,37262,38961,0.37905,0.30256,0.39167999999999997,0.44718999999999998,19922,17754,19715,22336,6.3905000000000003,2.9289000000000001,5.6611000000000002,10.811,0.83584000000000003,0.74931999999999999,0.83248,0.92910000000000004,56.307000000000002,23.873999999999999,39.347000000000001,117.89,2317.1999999999998,2147.3000000000002,2333.6,2468.9,39.064,23.774999999999999,39.189,53.707000000000001,8710.2000000000007,8043.8,8729.4,9370.4,54643,50369,55491,58070,206.42,145.19999999999999,212.48,274.88,50322,46257,50578,53778,107.61,41.146999999999998,92.98,194.31,2.5367000000000002,2.0413000000000001,2.4358,3.1295000000000002,2.9746000000000001,2.5586000000000002,2.9752000000000001,3.3980999999999999,0.80410999999999999,0.72002999999999995,0.79468000000000005,0.89897000000000005,147160,137190,148730,154510,0.11758,0.10958,0.11726,0.12601999999999999,5.2839,4.1837999999999997,5.0471000000000004,6.6718000000000002,38.363999999999997,31.89,38.715000000000003,44.11]
[1.3333299999999999,0.19631999999999999,0.18290000000000001,0.2,0.2,6.2180999999999997,4.7586000000000004,6.1185,7.8650000000000002,52854,42430,52300,65004,4.3266999999999998,3.8492999999999999,4.2455999999999996,4.8910999999999998,99.986000000000004,100,100,100,27.326000000000001,26.885999999999999,27.216000000000001,27.928999999999998,0.21612000000000001,0.19545000000000001,0.21603,0.23765,38532,35774,38803,41097,0.39895000000000003,0.30943999999999999,0.41244999999999998,0.47455000000000003,20708,18461,20413,23225,6.7611999999999997,3.0825,6.0090000000000003,11.882,0.88268000000000002,0.79117999999999999,0.87619000000000002,0.98841999999999997,56.497,23.873999999999999,39.347000000000001,118.53,2346.8000000000002,2169.6999999999998,2356.1999999999998,2519.6999999999998,39.064,23.774999999999999,39.189,53.707000000000001,9088.9,8330.2999999999993,9084,9806.4,56924,52288,57514,60892,206.47,145.19999999999999,212.48,274.88,52200,48043,52263,56206,113.96,44.283999999999999,98.957999999999998,203.38,2.653,2.1233,2.5363000000000002,3.2993999999999999,3.1646999999999998,2.7210000000000001,3.1640000000000001,3.6366999999999998,0.84447000000000005,0.75102999999999998,0.83572000000000002,0.94674999999999998,154120,143360,154970,163380,0.12141,0.11208,0.12121,0.13063,5.4852999999999996,4.3087999999999997,5.2092999999999998,7.0490000000000004,40.204999999999998,32.463999999999999,40.572000000000003,47.045000000000002]
[1.4166700000000001,0.19758999999999999,0.19089,0.2,0.2,6.2180999999999997,4.7586000000000004,6.1185,7.8650000000000002,52852,42430,52300,65004,4.3956999999999997,3.8944999999999999,4.2944000000000004,5.0293999999999999,99.986000000000004,100,100,100,26.923999999999999,26.411000000000001,26.861000000000001,27.539000000000001,0.2203,0.19841,0.21945999999999999,0.24138000000000001,38997,36086,39259,41892,0.41591,0.31031999999999998,0.43251000000000001,0.49669000000000002,21036,18627,20713,23780,7.0827,3.2387999999999999,6.2915000000000001,12.292,0.92113999999999996,0.82043999999999995,0.91291999999999995,1.0353000000000001,56.664999999999999,23.873999999999999,39.347000000000001,118.95,2297.6,2125.5,2309.6,2460.6999999999998,39.064,23.774999999999999,39.189,53.707000000000001,9255.7000000000007,8523.5,9296.2999999999993,9988.6,57203,52306,57651,61609,206.46,145.19999999999999,212.48,274.88,52571,48161,52791,56553,119.66,46.966000000000001,103.32,212.69,2.7433999999999998,2.2048000000000001,2.6457000000000002,3.4474,3.3409,2.8527,3.3357000000000001,3.8222,0.87534999999999996,0.77520999999999995,0.86539999999999995,0.99529000000000001,156710,146070,157430,166630,0.12306,0.11461,0.12217,0.13161,5.6132,4.3863000000000003,5.3635999999999999,7.1246,41.78,32.887,42.591000000000001,49.185000000000002]
[1.5,0.19814999999999999,0.19574,0.2,0.2,6.2180999999999997,4.7586000000000004,6.1185,7.8650000000000002,52854,42430,52300,65004,4.4032999999999998,3.8729,4.3129999999999997,5.0560999999999998,99.971000000000004,100,100,100,26.780999999999999,26.244,26.725999999999999,27.373999999999999,0.22144,0.20083000000000001,0.22147,0.24099999999999999,38675,35125,38918,41764,0.42819000000000002,0.31068000000000001,0.44486999999999999,0.51193999999999995,21054,18603,20838,23869,7.3254999999999999,3.3298999999999999,6.5919999999999996,12.673999999999999,0.94925000000000004,0.84984999999999999,0.93849000000000005,1.0643,56.765999999999998,23.873999999999999,39.436999999999998,118.95,2212.9,2037.6,2219.8000000000002,2378.6999999999998,39.064,23.774999999999999,39.189,53.707000000000001,9280.1,8570.5,9289.4,10019,56362,50637,56945,61105,206.34,145.19999999999999,212.71,274.52999999999997,51983,47589,52186,56084,123.99,48.9,108.78,220.02,2.7993999999999999,2.2343999999999999,2.6966999999999999,3.5602999999999998,3.4807000000000001,2.9767000000000001,3.4813999999999998,3.964,0.89475000000000005,0.79105999999999999,0.88724000000000003,1.0111000000000001,156560,145450,156830,166490,0.12307999999999999,0.11464000000000001,0.12274,0.13184000000000001,5.6642999999999999,4.3917999999999999,5.4192,7.2552000000000003,42.93,32.887,43.831000000000003,50.771999999999998]
[1.5833299999999999,0.19828000000000001,0.19694999999999999,0.2,0.2,6.2180999999999997,4.7586000000000004,6.1185,7.8650000000000002,52854,42430,52300,65004,4.3601000000000001,3.8260000000000001,4.2694000000000001,5.0117000000000003,99.852000000000004,99.903000000000006,100,100,26.79,26.251999999999999,26.759,27.411999999999999,0.21937999999999999,0.19900000000000001,0.21879000000000001,0.24016000000000001,38009,34340,38328,41323,0.43482999999999999,0.31068000000000001,0.45183000000000001,0.52242999999999995,20787,18240,20541,23613,7.4653,3.3824999999999998,6.6243999999999996,12.891,0.96126999999999996,0.85767000000000004,0.95562000000000002,1.0743,56.792999999999999,23.873999999999999,39.436999999999998,118.95,2110.1,1931.3,2117.5,2282.5,39.064,23.774999999999999,39.189,53.707000000000001,9206.4,8425.7000000000007,9242.7000000000007,9937,55062,48781,55813,60302,206.01,145.19999999999999,212.71,274.16000000000003,51026,46822,51286,54875,126.6,50.49,111.9,223.36,2.8172999999999999,2.2353000000000001,2.7092000000000001,3.5914999999999999,3.5670999999999999,3.0703,3.5661999999999998,4.0654000000000003,0.90222000000000002,0.79444999999999999,0.89583000000000002,1.0204,154850,143490,155570,164980,0.12162000000000001,0.11294,0.12135,0.13092999999999999,5.6433,4.3384,5.3765999999999998,7.2939999999999996,43.579000000000001,32.887,44.62,51.651000000000003]
[1.6666700000000001,0.19849,0.19891,0.2,0.2,6.2180999999999997,4.7586000000000004,6.1185,7.8650000000000002,52854,42430,52300,65004,4.3700999999999999,3.8491,4.2919,5.0364000000000004,99.709000000000003,99.13,100,100,26.885000000000002,26.327999999999999,26.827999999999999,27.530999999999999,0.21956000000000001,0.19853999999999999,0.21929999999999999,0.24088999999999999,38413,34138,38965,41856,0.44056000000000001,0.31068000000000001,0.45826,0.52803,20843,18348,20499,23648,7.6143000000000001,3.536,6.8555000000000001,12.901,0.97652000000000005,0.87156,0.96750999999999998,1.0914999999999999,56.822000000000003,23.873999999999999,39.436999999999998,118.95,2069.5,1879.4,2074.8000000000002,2252.1,39.064,23.774999999999999,39.189,53.707000000000001,9279.7999999999993,8530.4,9289.9,10027,55481,48220,56716,60910,205.69,145.19999999999999,210.83,274.45999999999998,51018,46559,51176,55329,128.58000000000001,51.363999999999997,113.98,223.87,2.8359999999999999,2.2553000000000001,2.7214999999999998,3.5943000000000001,3.6379999999999999,3.1240999999999999,3.6385999999999998,4.1382000000000003,0.91198000000000001,0.80362999999999996,0.90068999999999999,1.036,156280,143890,157380,167220,0.12179,0.1129,0.12131,0.13106999999999999,5.6589,4.3548,5.3792,7.2621000000000002,44.093000000000004,33.021999999999998,45.146999999999998,52.252000000000002]
[1.75,0.1988,0.2,0.2,0.2,6.2180999999999997,4.7586000000000004,6.1185,7.8650000000000002,52854,42430,52300,65004,4.4295999999999998,3.8694999999999999,4.3375000000000004,5.0777999999999999,99.804000000000002,100,100,100,26.809000000000001,26.215,26.728000000000002,27.506,0.22328000000000001,0.20249,0.22264999999999999,0.24521999999999999,39495,35238,40027,42759,0.44852999999999998,0.31068000000000001,0.46904000000000001,0.54117000000000004,21198,18593,21018,23923,7.8173000000000004,3.6015999999999999,7.0209000000000001,13.292999999999999,1.0002,0.89331000000000005,0.99548999999999999,1.115,56.850999999999999,23.873999999999999,39.500999999999998,118.95,2063.8000000000002,1854.8,2077.8000000000002,2255.3000000000002,39.064,23.774999999999999,39.189,53.707000000000001,9469.7000000000007,8644.7000000000007,9510.7000000000007,10244,56944,49212,57985,62200,205.89,145.08000000000001,212.48,274.2,51767,47287,51810,56189,131.46,52.942,115.41,228.84,2.883,2.2784,2.7774000000000001,3.6646000000000001,3.7313999999999998,3.2054999999999998,3.7414999999999998,4.2660999999999998,0.92942000000000002,0.81583000000000006,0.91776999999999997,1.0604,160070,146800,161030,171170,0.12332,0.11434,0.12293999999999999,0.13241,5.7270000000000003,4.4104000000000001,5.4509999999999996,7.3715000000000002,44.808,33.021999999999998,46.104999999999997,53.317]
[1.8333299999999999,0.19894000000000001,0.2,0.2,0.2,6.2180999999999997,4.7586000000000004,6.1185,7.8650000000000002,52854,42430,52300,65004,4.4349999999999996,3.8944000000000001,4.3307000000000002,5.0842999999999998,99.816000000000003,100,100,100,26.603999999999999,26.02,26.533000000000001,27.331,0.22373999999999999,0.20358999999999999,0.22333,0.24568999999999999,39698,35317,40182,43044,0.45593,0.31068000000000001,0.47693999999999998,0.55354000000000003,21257,18609,21034,24178,7.9795999999999996,3.6675,7.1639999999999997,13.51,1.0156000000000001,0.91061000000000003,1.0065,1.1294999999999999,56.884,23.873999999999999,39.500999999999998,118.95,2009.4,1777.2,2030.1,2206.3000000000002,39.064,23.774999999999999,39.189,53.707000000000001,9518.1,8672.4,9532.2000000000007,10345,57080,49254,58148,62433,205.88,144.84,212.48,274.16000000000003,51710,46876,51716,56027,134.26,54.25,118.81,235.99,2.9159000000000002,2.2869000000000002,2.8060999999999998,3.7101999999999999,3.8218000000000001,3.2944,3.8212000000000002,4.3384999999999998,0.93903999999999999,0.83035000000000003,0.92930000000000001,1.0699000000000001,161190,147630,162220,172500,0.12239,0.11318,0.12218999999999999,0.13213,5.7195,4.3449999999999998,5.4414999999999996,7.3760000000000003,45.503999999999998,33.021999999999998,46.854999999999997,54.34]
[1.9166700000000001,0.19899,0.2,0.2,0.2,6.2180999999999997,4.7586000000000004,6.1185,7.8650000000000002,52852,42430,52300,65004,4.4391999999999996,3.8552,4.3604000000000003,5.1040999999999999,99.811000000000007,100,100,100,26.545000000000002,25.954999999999998,26.471,27.280999999999999,0.22406000000000001,0.20401,0.22377,0.24490000000000001,39859,35566,40505,42962,0.46139999999999998,0.31068000000000001,0.48292000000000002,0.55847999999999998,21304,18618,21086,24218,8.0862999999999996,3.7719999999999998,7.28,13.737,1.0256000000000001,0.92232999999999998,1.0207999999999999,1.1402000000000001,56.905999999999999,23.873999999999999,39.500999999999998,118.95,1969.6,1736.5,1987.6,2166.4,39.064,23.774999999999999,39.189,53.707000000000001,9575.6,8730.4,9597.2999999999993,10380,57229,49561,58274,62402,205.78,144.84,212.48,273.93,51793,47181,51885,56089,136.22,55.234999999999999,119.63,239.46,2.9405999999999999,2.3113000000000001,2.8220999999999998,3.7342,3.8860999999999999,3.3616000000000001,3.8812000000000002,4.4344999999999999,0.94545000000000001,0.83596000000000004,0.93364999999999998,1.0751999999999999,162140,148180,163510,173000,0.12168,0.11226999999999999,0.12174,0.13111999999999999,5.7042000000000002,4.3255999999999997,5.4080000000000004,7.3742999999999999,45.973999999999997,33.021999999999998,47.460999999999999,54.930999999999997]
[2,0.19911000000000001,0.2,0.2,0.2,6.2180999999999997,4.7586000000000004,6.1185,7.8650000000000002,52852,42430,52250,65004,4.4523999999999999,3.8755000000000002,4.3667999999999996,5.1093999999999999,99.754000000000005,100,100,100,26.492999999999999,25.931000000000001,26.404,27.190999999999999,0.22620000000000001,0.20413999999999999,0.22631000000000001,0.24701000000000001,40388,35909,41030,43550,0.46622999999999998,0.31068000000000001,0.48936000000000002,0.56474999999999997,20998,18431,20705,23944,8.1628000000000007,3.8149000000000002,7.3834,13.859,1.0357000000000001,0.93318999999999996,1.0286999999999999,1.1457999999999999,56.93,23.873999999999999,39.500999999999998,118.95,1946.3,1699.4,1967.5,2148.1999999999998,39.064,23.774999999999999,39.189,53.707000000000001,9563.4,8698.9,9617.1,10321,57718,50138,58760,62971,205.59,144.96,212.48,273.93,51347,46347,51698,55555,137.80000000000001,55.997,122.05,242.95,2.9849999999999999,2.3616000000000001,2.8656999999999999,3.7936999999999999,3.9361000000000002,3.3934000000000002,3.9291999999999998,4.4997999999999996,0.95189999999999997,0.84272999999999998,0.94067999999999996,1.0808,163800,149640,165230,175010,0.12157999999999999,0.11292000000000001,0.12167,0.13100000000000001,5.6985999999999999,4.3131000000000004,5.4097999999999997,7.3894000000000002,46.371000000000002,33.021999999999998,47.841999999999999,55.753]
[2.0833300000000001,0.19936000000000001,0.2,0.2,0.2,6.2180999999999997,4.7586000000000004,6.1185,7.8650000000000002,52841,42430,52300,65004,4.4923999999999999,3.9441999999999999,4.4002999999999997,5.1666999999999996,99.822999999999993,100,100,100,26.408000000000001,25.835000000000001,26.315999999999999,27.163,0.23085,0.20831,0.23083999999999999,0.25342999999999999,41037,37180,41587,44119,0.48079,0.31068000000000001,0.50588999999999995,0.58743999999999996,21020,18398,20735,23821,8.2413000000000007,3.8035999999999999,7.4599000000000002,14.137,1.0606,0.95867000000000002,1.0547,1.1718,56.945999999999998,23.873999999999999,39.500999999999998,118.95,1926.2,1679.9,1953.8,2138.8000000000002,39.064,23.774999999999999,39.189,53.707000000000001,9704.7000000000007,8895.6,9723.4,10513,58328,51825,59298,63240,205.88,144.86000000000001,212.71,274.45999999999998,51721,46712,52081,56040,139.53,56.353999999999999,124.72,243.42,3.0775999999999999,2.4544999999999999,2.9678,3.8532000000000002,4.0888,3.5377999999999998,4.0880000000000001,4.6616999999999997,0.97394000000000003,0.85965999999999998,0.96513000000000004,1.1008,166230,152830,167180,177110,0.1217,0.11244999999999999,0.12146999999999999,0.13058,5.7123999999999997,4.3262,5.4184000000000001,7.4245000000000001,47.613,33.021999999999998,49.414000000000001,57.726999999999997]
[2.1666699999999999,0.19954,0.2,0.2,0.2,6.2180999999999997,4.7586000000000004,6.1185,7.8650000000000002,52845,42430,52300,65004,4.5355999999999996,3.9799000000000002,4.4291999999999998,5.2171000000000003,99.944000000000003,100,100,100,26.283000000000001,25.736999999999998,26.216999999999999,26.98,0.23419000000000001,0.21324000000000001,0.23391999999999999,0.25559999999999999,41769,38661,42195,44564,0.49138999999999999,0.31068000000000001,0.51998,0.60221999999999998,21108,18594,20784,24156,8.3336000000000006,3.8168000000000002,7.5350000000000001,14.391999999999999,1.0834999999999999,0.97819,1.0832999999999999,1.1946000000000001,56.965000000000003,23.873999999999999,39.500999999999998,118.95,1918.7,1711.9,1940.1,2115,39.064,23.774999999999999,39.189,53.707000000000001,9849.7999999999993,9060.5,9860.6,10624,59180,53885,59965,63537,206.34,145.08000000000001,212.48,274.88,52043,47513,52393,55973,141.34,57.718000000000004,126.84,245.76,3.1396000000000002,2.4935,3.0255999999999998,3.9598,4.2000999999999999,3.6252,4.1855000000000002,4.7508999999999997,0.99077000000000004,0.87453999999999998,0.97813000000000005,1.1182000000000001,168940,158240,169910,179020,0.12197,0.11310000000000001,0.12184,0.13109999999999999,5.7305000000000001,4.3240999999999996,5.4377000000000004,7.4694000000000003,48.505000000000003,33.021999999999998,50.500999999999998,59.091000000000001]
[2.25,0.19969999999999999,0.2,0.2,0.2,6.2180999999999997,4.7586000000000004,6.1185,7.8650000000000002,52850,42430,52300,65004,4.6006,4.0298999999999996,4.5016999999999996,5.2873999999999999,99.960999999999999,100,100,100,26.143999999999998,25.649000000000001,26.081,26.681999999999999,0.23930999999999999,0.21923999999999999,0.23769000000000001,0.26275999999999999,42644,39629,42970,45374,0.50187999999999999,0.31068000000000001,0.53339000000000003,0.61924999999999997,21289,18685,21006,24372,8.4553999999999991,3.9182999999999999,7.6029999999999998,14.574999999999999,1.1061000000000001,0.99961999999999995,1.1040000000000001,1.2202999999999999,56.994,23.873999999999999,39.716999999999999,118.95,1928.9,1732.1,1944.8,2122.6999999999998,39.064,23.774999999999999,39.189,53.707000000000001,10034,9229.7999999999993,10050,10808,60276,55204,60916,64545,206.4,145.19999999999999,212.48,274.88,52733,48282,52794,56855,143.6,57.706000000000003,128.56,249.09,3.2141999999999999,2.5541999999999998,3.1063000000000001,4.0289000000000001,4.3127000000000004,3.7414999999999998,4.2874999999999996,4.8754,1.0105,0.89043000000000005,0.99995000000000001,1.1424000000000001,172370,162000,173320,182390,0.12297,0.1147,0.12282,0.13217999999999999,5.7830000000000004,4.3586,5.4413999999999998,7.5983999999999998,49.421999999999997,33.021999999999998,51.655999999999999,60.457999999999998]
[2.3333300000000001,0.19989999999999999,0.2,0.2,0.2,6.2180999999999997,4.7586000000000004,6.1185,7.8650000000000002,52854,42430,52300,65004,4.7628000000000004,4.1692,4.6489000000000003,5.5248999999999997,99.99,100,100,100,25.975000000000001,25.497,25.916,26.481999999999999,0.24898999999999999,0.22667999999999999,0.24759,0.27526,44342,41132,44495,47274,0.51954,0.31068000000000001,0.55461000000000005,0.64398,21901,19357,21469,25116,8.7437000000000005,4.1082999999999998,7.8705999999999996,14.954000000000001,1.1561999999999999,1.0402,1.1492,1.2815000000000001,57.055,23.873999999999999,39.716999999999999,119.4,1979.2,1783.5,1993.6,2156.3000000000002,39.064,23.774999999999999,39.189,53.707000000000001,10396,9540.9,10385,11296,62367,57236,62962,66761,206.5,145.19999999999999,212.71,274.88,54488,50336,54528,58797,148.44,59.731000000000002,132.37,257.98,3.3473000000000002,2.6522000000000001,3.2273999999999998,4.2523999999999997,4.5057,3.8868999999999998,4.484,5.1005000000000003,1.0523,0.92406999999999995,1.0428999999999999,1.1919999999999999,178790,167820,179100,189350,0.12722,0.11844,0.12640000000000001,0.13699,5.9748000000000001,4.4817999999999998,5.6898999999999997,7.9489000000000001,50.835999999999999,33.021999999999998,53.484999999999999,62.709000000000003]
[2.4166699999999999,0.19994000000000001,0.2,0.2,0.2,6.2180999999999997,4.7586000000000004,6.1185,7.8650000000000002,52854,42430,52300,65004,4.8395999999999999,4.2138999999999998,4.7337999999999996,5.6571999999999996,99.991,100,100,100,25.672999999999998,25.193000000000001,25.646000000000001,26.184999999999999,0.25374999999999998,0.23064999999999999,0.25213000000000002,0.27906999999999998,44733,41235,44840,47935,0.53376999999999997,0.31068000000000001,0.57064000000000004,0.66542999999999997,22040,19364,21530,25392,9.0084,4.1397000000000004,8.0444999999999993,15.657999999999999,1.1981999999999999,1.0748,1.1941999999999999,1.3352999999999999,57.091999999999999,23.873999999999999,39.716999999999999,119.4,1949.5,1761.1,1960.6,2120.8000000000002,39.064,23.774999999999999,39.189,53.707000000000001,10520,9645.6,10489,11328,62381,57029,62993,66985,206.51,145.19999999999999,212.71,274.88,54676,50244,54648,58823,152.96,61.728999999999999,137.59,268.58999999999997,3.4424000000000001,2.7517,3.2982,4.4043999999999999,4.6828000000000003,4.0456000000000003,4.6368999999999998,5.3288000000000002,1.0839000000000001,0.95604,1.0657000000000001,1.2424999999999999,180700,169390,180980,191520,0.12895999999999999,0.11937,0.12841,0.14013,6.1012000000000004,4.5765000000000002,5.7866999999999997,8.1494,51.99,33.021999999999998,54.802999999999997,64.781000000000006]
[2.5,0.19994999999999999,0.2,0.2,0.2,6.2180999999999997,4.7586000000000004,6.1185,7.8650000000000002,52853,42430,52300,65004,4.8369,4.2092000000000001,4.7148000000000003,5.6337999999999999,99.971999999999994,100,100,100,25.585999999999999,25.100999999999999,25.56,26.106999999999999,0.25394,0.23039000000000001,0.25211,0.27904000000000001,44127,40472,44418,47498,0.54269999999999996,0.31068000000000001,0.58186000000000004,0.68718000000000001,21795,19176,21309,25180,9.1632999999999996,4.2480000000000002,8.1760000000000002,16.013000000000002,1.2215,1.0987,1.2117,1.3465,57.106999999999999,23.873999999999999,39.716999999999999,119.4,1880.3,1685.5,1883.5,2064.6999999999998,39.064,23.774999999999999,39.189,53.707000000000001,10475,9632.7000000000007,10484,11312,61015,54917,61632,66411,206.38,145.19999999999999,212.71,274.39999999999998,53807,49411,53813,58329,155.72999999999999,62.91,139.52000000000001,273.02,3.4948000000000001,2.7709999999999999,3.3761999999999999,4.4638,4.8015999999999996,4.1756000000000002,4.7522000000000002,5.4631999999999996,1.0995999999999999,0.96845000000000003,1.0820000000000001,1.2538,179130,167300,179880,190170,0.12895000000000001,0.1197,0.1285,0.13797999999999999,6.1394000000000002,4.5693000000000001,5.7973999999999997,8.2396999999999991,52.726999999999997,33.021999999999998,56.16,66.075999999999993]
[2.5833300000000001,0.19993,0.2,0.2,0.2,6.2180999999999997,4.7586000000000004,6.1185,7.8650000000000002,52847,42430,52300,65004,4.7784000000000004,4.1513999999999998,4.6782000000000004,5.5564999999999998,99.844999999999999,100,100,100,25.657,25.158000000000001,25.61,26.210999999999999,0.25126999999999999,0.22911000000000001,0.24972,0.27467000000000003,43154,39573,43338,46431,0.54581999999999997,0.31068000000000001,0.58779999999999999,0.69096000000000002,21317,18773,20848,24554,9.1839999999999993,4.3140000000000001,8.2958999999999996,16.041,1.226,1.1045,1.2148000000000001,1.3586,57.113,23.873999999999999,39.716999999999999,119.4,1800,1608.4,1800.9,1993.1,39.064,23.774999999999999,39.189,53.707000000000001,10309,9509.6,10336,11088,59244,53169,59640,64935,205.98,145.19999999999999,212.17,273.77999999999997,52473,48035,52595,56587,156.22,63.759,140.65,272.58,3.5017999999999998,2.7713000000000001,3.3563000000000001,4.4568000000000003,4.8456000000000001,4.2058,4.7976000000000001,5.5266000000000002,1.1003000000000001,0.97384999999999999,1.0798000000000001,1.2525999999999999,175890,165060,176430,186480,0.12725,0.1177,0.12711,0.13683999999999999,6.0972,4.5495999999999999,5.8301999999999996,8.1869999999999994,52.997,33.021999999999998,56.52,66.209000000000003]
[2.6666699999999999,0.19993,0.2,0.2,0.2,6.2180999999999997,4.7586000000000004,6.1185,7.8650000000000002,52840,42430,52250,65004,4.7864000000000004,4.1401000000000003,4.7008999999999999,5.5613999999999999,99.712999999999994,99.364000000000004,100,100,25.805,25.315000000000001,25.768000000000001,26.324000000000002,0.25114999999999998,0.22917999999999999,0.24956999999999999,0.27593000000000001,43376,39308,43718,46957,0.54771999999999998,0.31068000000000001,0.58828999999999998,0.69,21197,18577,20823,24357,9.2561999999999998,4.3501000000000003,8.3477999999999994,15.973000000000001,1.2353000000000001,1.1112,1.2236,1.3607,57.119,23.873999999999999,39.716999999999999,119.4,1785,1580,1785.1,1999.1,39.064,23.774999999999999,39.189,53.707000000000001,10306,9385.9,10311,11134,59361,52403,60286,65214,205.62,144.9,212.19,273.86,52260,47641,52559,56714,156.63,64.650999999999996,141.07,273.91000000000003,3.5038,2.7803,3.375,4.4565000000000001,4.8815,4.2488000000000001,4.8487,5.5647000000000002,1.1034999999999999,0.97552000000000005,1.0831999999999999,1.2568999999999999,176120,164130,176850,186970,0.12756999999999999,0.11811000000000001,0.12751000000000001,0.13719999999999999,6.0945,4.5403000000000002,5.7767999999999997,8.2321000000000009,53.156999999999996,33.021999999999998,56.811,66.373000000000005]
[2.75,0.19994000000000001,0.2,0.2,0.2,6.2180999999999997,4.7586000000000004,6.1185,7.8650000000000002,52843,42430,52300,65004,4.8464999999999998,4.1891999999999996,4.7325999999999997,5.6536,99.822999999999993,100,100,100,25.795000000000002,25.286999999999999,25.747,26.356999999999999,0.2545,0.23000999999999999,0.25278,0.27977000000000002,44321,39952,44554,47939,0.55320000000000003,0.31068000000000001,0.59530000000000005,0.70008000000000004,21365,18667,20919,24759,9.4167000000000005,4.4874999999999998,8.4774999999999991,16.263000000000002,1.2528999999999999,1.1358999999999999,1.2405999999999999,1.3787,57.131,23.873999999999999,39.716999999999999,119.4,1799.7,1572.2,1812.2,2012.4,39.064,23.774999999999999,39.189,53.707000000000001,10458,9576.1,10461,11256,60526,53047,61551,66238,205.6,145.08000000000001,212.19,272.88,52869,48283,53041,57508,158.31,65.481999999999999,142.28,276.52999999999997,3.5430999999999999,2.8269000000000002,3.4230999999999998,4.5174000000000003,4.9587000000000003,4.3170000000000002,4.9295,5.6590999999999996,1.1173,0.98355999999999999,1.1014999999999999,1.2668999999999999,178900,165730,179760,191110,0.12897,0.11978,0.12853999999999999,0.13888,6.1463000000000001,4.6154999999999999,5.8273000000000001,8.2101000000000006,53.546999999999997,33.021999999999998,56.884999999999998,67.350999999999999]
[2.8333300000000001,0.19994999999999999,0.2,0.2,0.2,6.2180999999999997,4.7586000000000004,6.1185,7.8650000000000002,52842,42430,52300,64987,4.8449,4.1859999999999999,4.7539999999999996,5.6289999999999996,99.852000000000004,100,100,100,25.670999999999999,25.117999999999999,25.614999999999998,26.283000000000001,0.25551000000000001,0.23135,0.25431999999999999,0.27976000000000001,44377,40250,44762,47973,0.55815000000000003,0.31068000000000001,0.60336999999999996,0.70699000000000001,21245,18537,20834,24509,9.5145999999999997,4.5285000000000002,8.5724,16.48,1.2605999999999999,1.1341000000000001,1.2513000000000001,1.3969,57.14,23.873999999999999,39.716999999999999,119.4,1762.3,1534.8,1768.9,1979.4,39.064,23.774999999999999,39.189,53.707000000000001,10472,9613.9,10521,11307,60401,52776,61232,65729,205.67,144.9,211.56,273.43,52530,47912,52604,57040,159.79,66.918000000000006,142.41,280.77999999999997,3.5729000000000002,2.8456999999999999,3.4367000000000001,4.5260999999999996,5.0327999999999999,4.3898000000000001,5.0260999999999996,5.7247000000000003,1.1226,0.98502000000000001,1.1056999999999999,1.2695000000000001,179110,166550,180240,190180,0.12798999999999999,0.11845,0.12823000000000001,0.13799,6.1271000000000004,4.5692000000000004,5.8274999999999997,8.2391000000000005,53.905000000000001,33.021999999999998,57.368000000000002,68.108000000000004]
[2.9166699999999999,0.19993,0.2,0.2,0.2,6.2180999999999997,4.7586000000000004,6.1185,7.8650000000000002,52843,42430,52300,65004,4.8437000000000001,4.1817000000000002,4.7622999999999998,5.5976999999999997,99.855000000000004,100,100,100,25.66,25.158000000000001,25.594000000000001,26.248999999999999,0.25503999999999999,0.23300000000000001,0.25402999999999998,0.27881,44463,40390,44906,48056,0.56071000000000004,0.31068000000000001,0.60507999999999995,0.70733999999999997,21146,18323,20767,24289,9.5503,4.5857000000000001,8.6349,16.436,1.2652000000000001,1.1361000000000001,1.2546999999999999,1.3917999999999999,57.148000000000003,23.873999999999999,39.716999999999999,119.4,1740.7,1497,1753.7,1964.8,39.064,23.774999999999999,39.189,53.707000000000001,10483,9628,10509,11304,60385,53507,61263,65635,205.65,144.96,210.52,273.43,52364,47449,52570,57062,160.41,67.161000000000001,144.33000000000001,282.64,3.5811000000000002,2.8500999999999999,3.4438,4.5461,5.0726000000000004,4.4044999999999996,5.0663999999999998,5.7796000000000003,1.1242000000000001,0.98579000000000006,1.1112,1.2685999999999999,179320,167650,180140,190550,0.12725,0.11802,0.12715000000000001,0.13704,6.0974000000000004,4.5602999999999998,5.7939999999999996,8.2401,54.088999999999999,33.021999999999998,57.53,68.128]
[3,0.19994000000000001,0.2,0.2,0.2,6.2180999999999997,4.7586000000000004,6.1185,7.8650000000000002,52850,42430,52300,65004,4.8453999999999997,4.1844999999999999,4.7664999999999997,5.6150000000000002,99.843999999999994,100,100,100,25.65,25.141999999999999,25.597999999999999,26.193000000000001,0.25791999999999998,0.23435,0.25685999999999998,0.28294999999999998,44719,40620,45041,48160,0.56215000000000004,0.31068000000000001,0.60633000000000004,0.71186000000000005,21034,18242,20660,24172,9.5401000000000007,4.5382999999999996,8.6570999999999998,16.385999999999999,1.276,1.1520999999999999,1.2657,1.4077999999999999,57.148000000000003,23.873999999999999,39.716999999999999,119.4,1731.4,1482.3,1744.1,1961.8,39.064,23.774999999999999,39.189,53.707000000000001,10535,9702,10545,11381,60720,54084,61813,65758,205.66,145.08000000000001,212.48,273.83,52807,47910,52901,57343,160.61000000000001,67.662000000000006,146.06,283.68,3.6292,2.9302999999999999,3.4963000000000002,4.5834999999999999,5.0896999999999997,4.4188999999999998,5.0678999999999998,5.7629000000000001,1.1255999999999999,0.98714000000000002,1.1114999999999999,1.2645,180050,167590,181120,190950,0.12714,0.11768000000000001,0.12742999999999999,0.13605,6.07,4.5175000000000001,5.7830000000000004,8.2174999999999994,54.195,33.021999999999998,57.578000000000003,68.513999999999996]
[3.0833300000000001,0.19997000000000001,0.2,0.2,0.2,6.2180999999999997,4.7586000000000004,6.1185,7.8650000000000002,52844,42430,52300,65004,4.8734999999999999,4.2046999999999999,4.7891000000000004,5.6731999999999996,99.896000000000001,100,100,100,25.617000000000001,25.125,25.553999999999998,26.196999999999999,0.26334000000000002,0.23955000000000001,0.26150000000000001,0.29102,45091,41497,45355,48250,0.57159000000000004,0.31068000000000001,0.61851,0.72558999999999996,21062,18237,20744,24150,9.5371000000000006,4.5533000000000001,8.6738,16.390999999999998,1.3007,1.1797,1.2911999999999999,1.4298,57.173999999999999,23.873999999999999,39.716999999999999,119.4,1726.7,1491.6,1737.2,1956.9,39.064,23.774999999999999,39.189,53.707000000000001,10698,9840.5,10696,11562,61116,55127,61853,66180,205.93,144.96,211.21,274.37,53428,48687,53651,57608,160.93,67.078000000000003,146.24,284.99,3.7103000000000002,2.9714999999999998,3.5670000000000002,4.6626000000000003,5.2001999999999997,4.5239000000000003,5.1898,5.8764000000000003,1.1416999999999999,1.0032000000000001,1.1235999999999999,1.2847999999999999,181540,170020,182280,192200,0.12720999999999999,0.11797000000000001,0.12745999999999999,0.13666,6.0686999999999998,4.5106000000000002,5.7935999999999996,8.1806999999999999,54.890999999999998,33.021999999999998,58.798000000000002,69.537999999999997]
[3.1666699999999999,0.19997999999999999,0.2,0.2,0.2,6.2180999999999997,4.7586000000000004,6.1185,7.8650000000000002,52848,42376,52300,65004,4.9053000000000004,4.2316000000000003,4.8318000000000003,5.7310999999999996,99.921000000000006,100,100,100,25.547999999999998,25.073,25.501000000000001,26.076000000000001,0.26756999999999997,0.24179,0.26588000000000001,0.29619000000000001,45580,42549,45796,48517,0.57826,0.31068000000000001,0.62785000000000002,0.73309999999999997,21133,18356,20751,24117,9.5566999999999993,4.5824999999999996,8.6961999999999993,16.553000000000001,1.3170999999999999,1.1962999999999999,1.3066,1.4479,57.143000000000001,23.873999999999999,39.716999999999999,119.4,1731.6,1507.5,1746.8,1936,39.064,23.774999999999999,39.189,53.707000000000001,10840,9988.2000000000007,10843,11652,61694,56619,62414,66167,206.03,145.19999999999999,212.48,274.37,53995,49600,54180,58051,161.57,67.866,146.47,288.11,3.7719,3.0352000000000001,3.6476000000000002,4.7243000000000004,5.2782999999999998,4.6119000000000003,5.2545999999999999,5.9638999999999998,1.1536,1.0189999999999999,1.1365000000000001,1.296,183360,173620,184390,193040,0.12723999999999999,0.11871,0.12736,0.13593,6.0701999999999998,4.4695,5.8083,8.2233000000000001,55.414000000000001,33.021999999999998,59.8,70.364999999999995]
[3.25,0.19999,0.2,0.2,0.2,6.2180999999999997,4.7586000000000004,6.1185,7.8650000000000002,52853,42430,52300,65004,4.9614000000000003,4.2880000000000003,4.8826999999999998,5.7892000000000001,99.965000000000003,100,100,100,25.465,25.038,25.407,25.902000000000001,0.27161000000000002,0.24645,0.27039000000000002,0.30136000000000002,46301,43483,46471,49174,0.58577000000000001,0.31068000000000001,0.63963999999999999,0.74419000000000002,21359,18542,21032,24452,9.6165000000000003,4.5688000000000004,8.7454999999999998,16.646999999999998,1.3366,1.2033,1.3314999999999999,1.4668000000000001,57.134999999999998,23.873999999999999,39.716999999999999,118.95,1751.9,1542.3,1771,1949.2,39.064,23.774999999999999,39.189,53.707000000000001,11020,10149,11003,11846,62645,57725,63330,66840,206.24,145.19999999999999,212.71,274.45999999999998,54937,50288,55138,59229,162.69999999999999,68.885000000000005,148.41,288.73,3.8418000000000001,3.0876999999999999,3.7166000000000001,4.8212000000000002,5.3662000000000001,4.6835000000000004,5.3490000000000002,6.0244,1.1697,1.0309999999999999,1.1496,1.3090999999999999,186160,176250,186790,195600,0.12822,0.11964,0.12792999999999999,0.13722000000000001,6.1060999999999996,4.5156000000000001,5.8483000000000001,8.2789999999999999,55.960999999999999,33.021999999999998,60.473999999999997,71.165999999999997]
[3.3333300000000001,0.19999,0.2,0.2,0.2,6.2180999999999997,4.7586000000000004,6.1185,7.8650000000000002,52854,42430,52300,65004,5.1261000000000001,4.4165999999999999,5.0236999999999998,5.9606000000000003,99.978999999999999,100,100,100,25.341999999999999,24.931999999999999,25.303000000000001,25.777000000000001,0.28177000000000002,0.25614999999999999,0.27981,0.31028,47913,44651,48033,51320,0.60275000000000001,0.31068000000000001,0.66359000000000001,0.77444999999999997,21979,19250,21555,25404,9.8780000000000001,4.7191999999999998,9.0231999999999992,16.968,1.3875999999999999,1.2465999999999999,1.3835,1.5306999999999999,57.161999999999999,23.873999999999999,39.716999999999999,118.95,1808.3,1589.1,1826.1,2005.4,39.064,23.774999999999999,39.189,53.707000000000001,11396,10512,11420,12306,64618,59592,65198,69388,206.35,145.19999999999999,212.71,274.52999999999997,56898,52150,57033,61600,167.08,71.269000000000005,152.47999999999999,295.41000000000003,3.9834000000000001,3.2385999999999999,3.8633999999999999,5.0372000000000003,5.5621999999999998,4.8307000000000002,5.5559000000000003,6.3051000000000004,1.2115,1.0622,1.1953,1.3576999999999999,192210,180050,192680,202890,0.13249,0.12293999999999999,0.13247,0.14224000000000001,6.2869999999999999,4.6955999999999998,5.9757999999999996,8.5793999999999997,57.05,33.021999999999998,61.716999999999999,73.058000000000007]
[3.4166699999999999,0.19999,0.2,0.2,0.2,6.2180999999999997,4.7586000000000004,6.1185,7.8650000000000002,52854,42430,52300,65004,5.1872999999999996,4.4611000000000001,5.1096000000000004,6.0574000000000003,99.997,100,100,100,25.085000000000001,24.641999999999999,25.053000000000001,25.602,0.28673999999999999,0.25888,0.28483000000000003,0.31552000000000002,48069,44424,48229,51582,0.61561999999999995,0.31068000000000001,0.68164000000000002,0.7974,22028,19132,21677,25148,10.077999999999999,4.8905000000000003,9.1536000000000008,17.318000000000001,1.4247000000000001,1.2861,1.4174,1.5773999999999999,57.171999999999997,23.873999999999999,39.716999999999999,118.95,1780,1563.9,1791.2,1979.1,39.064,23.774999999999999,39.189,53.707000000000001,11525,10592,11525,12453,64349,58852,64863,69660,206.48,145.19999999999999,212.71,274.88,57170,52751,57163,61659,170.53,74.125,154.44,301.36,4.0805999999999996,3.2835000000000001,3.9626999999999999,5.1351000000000004,5.7244999999999999,5.0113000000000003,5.7248000000000001,6.4352999999999998,1.2379,1.0789,1.2161,1.3914,193160,181250,193550,204710,0.13374,0.12496,0.13344,0.14335000000000001,6.3780000000000001,4.7152000000000003,6.1036999999999999,8.7590000000000003,57.837000000000003,33.021999999999998,62.716000000000001,74.418000000000006]
[3.5,0.19999,0.2,0.2,0.2,6.2180999999999997,4.7586000000000004,6.1185,7.8650000000000002,52854,42430,52300,65004,5.1913999999999998,4.4562999999999997,5.1071999999999997,6.1128,99.980999999999995,100,100,100,25.045000000000002,24.571999999999999,25.015999999999998,25.547999999999998,0.28799000000000002,0.25890000000000002,0.28695999999999999,0.32023000000000001,47564,43452,47780,51353,0.62246000000000001,0.31068000000000001,0.69528000000000001,0.80323,21808,18727,21457,25370,10.224,4.9349999999999996,9.2476000000000003,17.544,1.4510000000000001,1.3086,1.4435,1.6029,57.154000000000003,23.873999999999999,39.716999999999999,118.99,1724.5,1522.6,1730.9,1933.5,39.064,23.774999999999999,39.189,53.707000000000001,11510,10529,11524,12422,63215,56904,63802,68593,206.38,145.19999999999999,212.48,274.88,56586,51578,56741,61171,172.77,75.694999999999993,157.05000000000001,305.31,4.1323999999999996,3.3347000000000002,4.0117000000000003,5.2234999999999996,5.8330000000000002,5.0964999999999998,5.8155000000000001,6.5843999999999996,1.2494000000000001,1.0863,1.2343,1.4039999999999999,191600,178910,191750,203220,0.13397000000000001,0.12446,0.13327,0.14421999999999999,6.4147999999999996,4.7378,6.1025999999999998,8.8919999999999995,58.302999999999997,33.021999999999998,63.465000000000003,75.59]
[3.5833300000000001,0.2,0.2,0.2,0.2,6.2180999999999997,4.7586000000000004,6.1185,7.8650000000000002,52850,42430,52300,64987,5.1223000000000001,4.3954000000000004,5.0373000000000001,5.9972000000000003,99.879000000000005,100,100,100,25.109000000000002,24.629000000000001,25.091000000000001,25.651,0.28593000000000002,0.25691999999999998,0.28503000000000001,0.31394,46459,42250,46432,50379,0.62256999999999996,0.31068000000000001,0.69954000000000005,0.80101,21347,18391,21083,24878,10.196999999999999,4.9466999999999999,9.3122000000000007,17.477,1.4530000000000001,1.3169,1.4475,1.5960000000000001,57.145000000000003,23.873999999999999,39.716999999999999,118.95,1656.3,1448.9,1658.2,1863.1,39.064,23.774999999999999,39.189,53.707000000000001,11357,10420,11352,12175,61382,55179,61763,66967,206.08,145.19999999999999,212.48,274.88,55501,50736,55555,60245,172.31,76.921000000000006,156.63,305.51,4.1283000000000003,3.3466999999999998,3.9832000000000001,5.2076000000000002,5.8531000000000004,5.1226000000000003,5.8502999999999998,6.5633999999999997,1.2441,1.0852999999999999,1.2287999999999999,1.4068000000000001,187830,175690,188160,198710,0.13231999999999999,0.12253,0.13202,0.14244999999999999,6.3596000000000004,4.7504,6.0895000000000001,8.7682000000000002,58.381999999999998,33.021999999999998,63.529000000000003,75.150999999999996]
[3.6666699999999999,0.2,0.2,0.2,0.2,6.2180999999999997,4.7586000000000004,6.1185,7.8650000000000002,52853,42430,52300,65004,5.1245000000000003,4.3620999999999999,5.0244999999999997,5.9909999999999997,99.866,100,100,100,25.27,24.806000000000001,25.242999999999999,25.803999999999998,0.28648000000000001,0.25739000000000001,0.28523999999999999,0.31818999999999997,46501,42134,46704,50301,0.62192999999999998,0.31068000000000001,0.69811000000000001,0.79542000000000002,21219,18487,20866,24645,10.26,4.9893000000000001,9.3140999999999998,17.506,1.4584999999999999,1.3183,1.4508000000000001,1.6032,57.137999999999998,23.873999999999999,39.716999999999999,118.95,1649.6,1442.9,1649.8,1875.8,39.064,23.774999999999999,39.189,53.707000000000001,11357,10511,11346,12209,61281,54592,61684,66897,205.65,144.96,210.46,274.14,55459,50486,55509,60154,172.2,76.447999999999993,157.41,302.23,4.1212,3.3506,3.9698000000000002,5.1044999999999998,5.8756000000000004,5.1706000000000003,5.8742999999999999,6.5936000000000003,1.2416,1.0871999999999999,1.224,1.4052,187260,175660,188000,198540,0.1323,0.12286,0.13159999999999999,0.14252999999999999,6.3387000000000002,4.7504999999999997,6.0202,8.7247000000000003,58.335999999999999,33.021999999999998,63.438000000000002,74.998999999999995]
[3.75,0.19999,0.2,0.2,0.2,6.2180999999999997,4.7586000000000004,6.1185,7.8650000000000002,52848,42430,52300,65004,5.1730999999999998,4.4332000000000003,5.0648999999999997,6.0869,99.918999999999997,100,100,100,25.295000000000002,24.814,25.247,25.805,0.28893999999999997,0.25918000000000002,0.28959000000000001,0.31929000000000002,47164,42748,47416,51438,0.62548999999999999,0.31068000000000001,0.69950999999999997,0.80422000000000005,21301,18610,20867,24700,10.387,5.1482999999999999,9.5531000000000006,17.658000000000001,1.4770000000000001,1.3331999999999999,1.4701,1.6367,57.15,23.873999999999999,39.716999999999999,119.29,1667.1,1426.4,1671.8,1885,39.064,23.774999999999999,39.189,53.707000000000001,11484,10576,11473,12417,62076,56093,62738,67361,205.81,145.08000000000001,210.09,273.93,56000,50796,56113,61001,173.35,77.097999999999999,159.27000000000001,306.06,4.1494,3.3753000000000002,4.0095000000000001,5.1837999999999997,5.9406999999999996,5.2157999999999998,5.9432999999999998,6.6708999999999996,1.25,1.0972999999999999,1.2345999999999999,1.4027000000000001,188890,176670,189450,200680,0.13339000000000001,0.12425,0.13278999999999999,0.14433000000000001,6.3739999999999997,4.7478999999999996,6.0850999999999997,8.7784999999999993,58.485999999999997,33.021999999999998,63.991,75.617000000000004]
[3.8333300000000001,0.2,0.2,0.2,0.2,6.2180999999999997,4.7586000000000004,6.1185,7.8650000000000002,52852,42430,52300,65004,5.1680999999999999,4.3966000000000003,5.0815000000000001,6.0380000000000003,99.906999999999996,100,100,100,25.227,24.728999999999999,25.187999999999999,25.754999999999999,0.28993999999999998,0.2616,0.28871999999999998,0.32157000000000002,47157,42671,47303,51007,0.62897000000000003,0.31068000000000001,0.70360999999999996,0.80901999999999996,21156,18417,20829,24503,10.46,5.1856,9.6288,17.559999999999999,1.484,1.3317000000000001,1.4791000000000001,1.637,57.167999999999999,23.873999999999999,39.716999999999999,119.4,1636.3,1397.3,1647.4,1859,39.064,23.774999999999999,39.189,53.707000000000001,11504,10534,11492,12467,61933,56037,62626,67040,205.8,144.9,211.14,274.32,55905,50705,55932,61064,174.16,77.522000000000006,161.15,304.86,4.1760999999999999,3.4037000000000002,4.0622999999999996,5.1847000000000003,5.9997999999999996,5.2225999999999999,5.9813999999999998,6.7942,1.2527999999999999,1.0965,1.2342,1.4069,188800,176430,189340,199980,0.13236999999999999,0.12259,0.13188,0.14321999999999999,6.3444000000000003,4.7370000000000001,6.0491999999999999,8.7590000000000003,58.686999999999998,33.021999999999998,64.143000000000001,75.951999999999998]
[3.9166699999999999,0.2,0.2,0.2,0.2,6.2180999999999997,4.7586000000000004,6.1185,7.8650000000000002,52852,42430,52300,65004,5.1649000000000003,4.4039000000000001,5.0625999999999998,6.0753000000000004,99.918000000000006,100,100,100,25.23,24.756,25.193000000000001,25.768999999999998,0.29043999999999998,0.26139000000000001,0.28802,0.32138,47226,42679,47354,51369,0.63039999999999996,0.31068000000000001,0.70448999999999995,0.81203000000000003,21080,18250,20749,24574,10.47,5.2134,9.6136999999999997,17.501999999999999,1.4897,1.3412999999999999,1.4853000000000001,1.6476999999999999,57.155999999999999,23.873999999999999,39.716999999999999,119.4,1623.3,1377.7,1639,1855.8,39.064,23.774999999999999,39.189,53.707000000000001,11521,10550,11472,12486,61886,55413,62667,67265,205.79,144.75,211.14,274.45999999999998,55862,50673,55909,60642,174.29,77.376999999999995,160.38999999999999,306.39,4.1925999999999997,3.4382000000000001,4.0808999999999997,5.1557000000000004,6.0328999999999997,5.2869999999999999,6.0143000000000004,6.8106,1.2546999999999999,1.0942000000000001,1.2355,1.4133,188830,175580,189190,199830,0.13164000000000001,0.12178,0.13133,0.14199999999999999,6.3132999999999999,4.7084999999999999,6.0236000000000001,8.7416999999999998,58.780999999999999,33.021999999999998,64.364999999999995,76.59]
[4,0.2,0.2,0.2,0.2,6.2180999999999997,4.7586000000000004,6.1185,7.8650000000000002,52840,42430,52300,65004,5.1585999999999999,4.3571999999999997,5.0673000000000004,6.0448000000000004,99.861000000000004,100,100,100,25.228999999999999,24.762,25.199000000000002,25.809000000000001,0.28948000000000002,0.26089000000000001,0.28643999999999997,0.32011000000000001,47445,43125,47573,51599,0.63107000000000002,0.31068000000000001,0.70265,0.81755,20969,18156,20634,24480,10.413,5.1783999999999999,9.4722000000000008,17.434000000000001,1.4898,1.341,1.484,1.6420999999999999,57.134999999999998,23.873999999999999,39.716999999999999,119.4,1617.2,1370.7,1633.4,1847.1,39.064,23.774999999999999,39.189,53.707000000000001,11539,10573,11501,12500,62107,55693,62864,67374,205.7,144.46,212.17,274.22000000000003,55971,50763,55990,60845,173.82,77.02,158.94,302.08999999999997,4.1840999999999999,3.4215,4.0747999999999998,5.1584000000000003,6.0331999999999999,5.2897999999999996,6.0251000000000001,6.8232999999999997,1.2553000000000001,1.0952,1.2381,1.4116,189310,176520,189790,201270,0.13123000000000001,0.12116,0.13086,0.14174999999999999,6.2797000000000001,4.6563999999999997,5.9751000000000003,8.6906999999999996,58.820999999999998,33.021999999999998,64.438999999999993,76.722999999999999]
[4.0833300000000001,0.2,0.2,0.2,0.2,6.2180999999999997,4.7586000000000004,6.1185,7.8650000000000002,52840,42430,52300,64987,5.1877000000000004,4.4127000000000001,5.0814000000000004,6.0636000000000001,99.921000000000006,100,100,100,25.209,24.704999999999998,25.173999999999999,25.765000000000001,0.2928,0.26296999999999998,0.29131000000000001,0.32325999999999999,47876,43853,47987,51730,0.64066999999999996,0.31068000000000001,0.71594999999999998,0.83047000000000004,20981,18222,20646,24365,10.371,5.0914999999999999,9.4677000000000007,17.283999999999999,1.514,1.3640000000000001,1.504,1.6718999999999999,57.104999999999997,23.873999999999999,39.716999999999999,119.4,1615.3,1372.2,1636.6,1833.3,39.064,23.774999999999999,39.189,53.707000000000001,11684,10732,11666,12650,62497,56726,63148,67588,206.01,144.9,212.17,274.52999999999997,56735,51406,57034,61513,173.81,76.945999999999998,158.22,299.77999999999997,4.2465999999999999,3.4681000000000002,4.1513999999999998,5.2598000000000003,6.1466000000000003,5.3893000000000004,6.1516999999999999,6.9230999999999998,1.2732000000000001,1.1116999999999999,1.2566999999999999,1.4401999999999999,190830,177840,191230,202640,0.13128999999999999,0.12164999999999999,0.13086,0.14172000000000001,6.2747000000000002,4.6365999999999996,5.9610000000000003,8.6903000000000006,59.369,33.021999999999998,64.902000000000001,77.58]
[4.1666699999999999,0.2,0.2,0.2,0.2,6.2180999999999997,4.7586000000000004,6.1185,7.8650000000000002,52853,42430,52300,65004,5.2115,4.4367000000000001,5.1163999999999996,6.085,99.971999999999994,100,100,100,25.145,24.652000000000001,25.113,25.702999999999999,0.29527999999999999,0.26676,0.29432999999999998,0.32618999999999998,48372,44674,48572,51891,0.64693000000000001,0.31068000000000001,0.72862000000000005,0.83918000000000004,21028,18359,20727,24443,10.335000000000001,5.1504000000000003,9.3922000000000008,17.015999999999998,1.5277000000000001,1.3827,1.5169999999999999,1.6734,57.112000000000002,23.873999999999999,39.716999999999999,118.95,1620.5,1400.8,1641.2,1820.7,39.064,23.774999999999999,39.189,53.707000000000001,11795,10909,11775,12680,63012,58188,63725,67439,206.22,145.08000000000001,212.48,274.52999999999997,57395,52458,57412,62100,173.79,78.28,157.94999999999999,299.47000000000003,4.2929000000000004,3.5226000000000002,4.1837999999999997,5.2736999999999998,6.2163000000000004,5.5023999999999997,6.2111999999999998,6.9748999999999999,1.2842,1.1259999999999999,1.2658,1.4410000000000001,192420,180250,193070,202840,0.13131999999999999,0.12205000000000001,0.13086999999999999,0.14143,6.2685000000000004,4.6348000000000003,5.9776999999999996,8.7165999999999997,59.741,33.021999999999998,65.757000000000005,78.489999999999995]
[4.25,0.2,0.2,0.2,0.2,6.2180999999999997,4.7586000000000004,6.1185,7.8650000000000002,52850,42430,52300,64987,5.2519,4.4958,5.1501000000000001,6.1166,99.994,100,100,100,25.074999999999999,24.643999999999998,25.036000000000001,25.593,0.29941000000000001,0.27112000000000003,0.29877999999999999,0.32655000000000001,48985,45465,49153,52448,0.65314000000000005,0.31068000000000001,0.73611000000000004,0.84711000000000003,21125,18474,20804,24453,10.337999999999999,5.2286999999999999,9.4164999999999992,16.920999999999999,1.546,1.4115,1.5403,1.6876,57.122999999999998,23.873999999999999,39.716999999999999,118.95,1637.3,1432.9,1653.1,1824.5,39.064,23.774999999999999,39.189,53.707000000000001,11954,11091,11952,12815,63789,59199,64419,67858,206.37,145.08000000000001,212.48,274.88,58165,53398,58303,62852,174.22,78.454999999999998,158.96,298.37,4.3437999999999999,3.5857000000000001,4.2244000000000002,5.3059000000000003,6.2872000000000003,5.5677000000000003,6.2602000000000002,6.9995000000000003,1.2983,1.1388,1.2786999999999999,1.4583999999999999,194760,183330,195300,204900,0.13202,0.1231,0.13161,0.14172000000000001,6.2869999999999999,4.6524999999999999,5.9951999999999996,8.7239000000000004,60.087000000000003,33.021999999999998,66.361000000000004,79.402000000000001]
[4.3333300000000001,0.2,0.2,0.2,0.2,6.2180999999999997,4.7586000000000004,6.1185,7.8650000000000002,52851,42430,52300,65004,5.4344999999999999,4.6837999999999997,5.3509000000000002,6.3224,99.986999999999995,100,100,100,24.977,24.565000000000001,24.945,25.454999999999998,0.30990000000000001,0.28122999999999998,0.30776999999999999,0.34055000000000002,50897,47375,50902,55014,0.66846000000000005,0.31068000000000001,0.75663999999999998,0.87860000000000005,21768,19052,21390,25190,10.611000000000001,5.3933999999999997,9.9326000000000008,17.216000000000001,1.6033999999999999,1.4528000000000001,1.5913999999999999,1.7571000000000001,57.165999999999997,23.873999999999999,39.716999999999999,118.95,1696.4,1493.1,1705.5,1881.5,39.064,23.774999999999999,39.189,53.707000000000001,12370,11427,12324,13371,66055,61098,66354,71133,206.43,145.08000000000001,212.71,274.88,60351,55213,60451,65476,178.66,80.614000000000004,166.08,298.20999999999998,4.4903000000000004,3.7067999999999999,4.3856000000000002,5.4808000000000003,6.5076999999999998,5.7290000000000001,6.4909999999999997,7.3139000000000003,1.3448,1.1847000000000001,1.3246,1.5066999999999999,201630,190200,201490,213880,0.13635,0.12705,0.13574,0.14699999999999999,6.4710000000000001,4.8334999999999999,6.2358000000000002,8.8491999999999997,60.786999999999999,33.021999999999998,67.531000000000006,80.792000000000002]
[4.4166699999999999,0.2,0.2,0.2,0.2,6.2180999999999997,4.7586000000000004,6.1185,7.8650000000000002,52854,42430,52300,65004,5.4981,4.7275,5.3989000000000003,6.3362999999999996,100,100,100,100,24.704000000000001,24.23,24.696999999999999,25.157,0.31426999999999999,0.28351999999999999,0.31312000000000001,0.34604000000000001,50913,46956,50889,54898,0.68062,0.31068000000000001,0.77337999999999996,0.90085999999999999,21760,19070,21314,25213,10.788,5.4880000000000004,9.9964999999999993,17.585999999999999,1.6463000000000001,1.5004999999999999,1.6378999999999999,1.8093999999999999,57.220999999999997,23.873999999999999,39.716999999999999,119.4,1670.1,1475.3,1681.7,1849.7,39.064,23.774999999999999,39.189,53.707000000000001,12475,11551,12427,13491,65493,60621,65919,70209,206.5,145.08000000000001,212.71,274.88,60623,55304,60612,65772,181.95,83.043000000000006,169.46,301.5,4.5824999999999996,3.7875999999999999,4.4482999999999997,5.6182999999999996,6.6816000000000004,5.9089999999999998,6.6745000000000001,7.4893000000000001,1.3721000000000001,1.2034,1.3492999999999999,1.5350999999999999,202000,189650,201950,214470,0.13761999999999999,0.12756999999999999,0.13714999999999999,0.14777000000000001,6.5602999999999998,4.8734999999999999,6.3295000000000003,9.0413999999999994,61.262999999999998,33.021999999999998,67.635000000000005,81.843999999999994]
[4.5,0.2,0.2,0.2,0.2,6.2180999999999997,4.7586000000000004,6.1185,7.8650000000000002,52851,42430,52300,65004,5.4935999999999998,4.7084999999999999,5.3879999999999999,6.4040999999999997,99.99,100,100,100,24.687999999999999,24.207999999999998,24.678999999999998,25.18,0.31347999999999998,0.28383999999999998,0.31113000000000002,0.34547,50193,45951,50421,53885,0.68625000000000003,0.31068000000000001,0.78139000000000003,0.91424000000000005,21545,18759,21118,25146,10.882,5.5697000000000001,9.9527000000000001,17.632000000000001,1.6682999999999999,1.5236000000000001,1.6583000000000001,1.8384,57.23,23.873999999999999,39.716999999999999,119.84,1618.4,1419,1623,1802.1,39.064,23.774999999999999,39.189,53.707000000000001,12451,11501,12423,13430,64101,58158,64452,69179,206.32,145.08000000000001,212.71,274.16000000000003,60148,54949,60088,65444,183.38,84.126999999999995,172.02,306.69,4.6154999999999999,3.7925,4.4909999999999997,5.6718000000000002,6.7858999999999998,6.0429000000000004,6.7682000000000002,7.6143000000000001,1.3839999999999999,1.2174,1.3602000000000001,1.5395000000000001,199790,188320,200260,211770,0.1376,0.12795999999999999,0.13711999999999999,0.14788999999999999,6.5861000000000001,4.9703999999999997,6.3232999999999997,9.0486000000000004,61.432000000000002,33.021999999999998,68.052000000000007,82.052000000000007]
[4.5833300000000001,0.2,0.2,0.2,0.2,6.2180999999999997,4.7586000000000004,6.1185,7.8650000000000002,52850,42430,52300,65004,5.4246999999999996,4.5968,5.3331,6.3023999999999996,99.905000000000001,100,100,100,24.774999999999999,24.306000000000001,24.745000000000001,25.236999999999998,0.31068000000000001,0.28072999999999998,0.31002999999999997,0.34458,49040,44345,49090,53056,0.68566000000000005,0.31068000000000001,0.77991999999999995,0.90903,21094,18442,20672,24659,10.843999999999999,5.5933999999999999,9.9667999999999992,17.721,1.6707000000000001,1.5249999999999999,1.6594,1.843,57.186,23.873999999999999,39.716999999999999,119.4,1556.9,1350.5,1559.6,1740,39.064,23.774999999999999,39.189,53.707000000000001,12300,11374,12282,13285,62298,55932,62924,67817,205.83,145.08000000000001,212.71,273,59026,53872,58970,64183,182.64,82.853999999999999,168.64,301.58999999999997,4.5951000000000004,3.8129,4.4714999999999998,5.6348000000000003,6.7968000000000002,6.0213000000000001,6.7823000000000002,7.5891999999999999,1.3771,1.2103999999999999,1.3544,1.5395000000000001,195930,183260,196340,207230,0.1361,0.12689,0.13525999999999999,0.1472,6.5328999999999997,4.8661000000000003,6.2712000000000003,8.8848000000000003,61.42,33.021999999999998,68.143000000000001,81.899000000000001]
[4.6666699999999999,0.2,0.2,0.2,0.2,6.2180999999999997,4.7586000000000004,6.1185,7.8650000000000002,52830,42430,52300,64987,5.4351000000000003,4.5934999999999997,5.3261000000000003,6.3682999999999996,99.78,99.71,100,100,24.931000000000001,24.475999999999999,24.902000000000001,25.457999999999998,0.31034,0.28075,0.30859999999999999,0.33987000000000001,49136,44182,49255,53321,0.68520999999999999,0.31068000000000001,0.77830999999999995,0.90959999999999996,20983,18190,20719,24572,10.916,5.6627000000000001,10.121,17.704999999999998,1.6778,1.5169999999999999,1.6636,1.8409,57.180999999999997,23.873999999999999,39.716999999999999,119.4,1549.1,1340.1,1551.2,1746.3,39.064,23.774999999999999,39.189,53.707000000000001,12313,11356,12302,13318,62299,55171,63352,67919,205.42,144.46,212.49,273.08,58943,53756,58752,64169,182.89,83.17,170.52,303.27999999999997,4.5867000000000004,3.8035999999999999,4.4645000000000001,5.5564999999999998,6.8213999999999997,6.0430999999999999,6.8163999999999998,7.6246999999999998,1.3756999999999999,1.2077,1.3536999999999999,1.5325,195630,183060,196780,207460,0.13614999999999999,0.12589,0.13583000000000001,0.14657000000000001,6.5202999999999998,4.8569000000000004,6.2907999999999999,8.8716000000000008,61.393999999999998,33.021999999999998,68.143000000000001,81.822999999999993]
[4.75,0.2,0.2,0.2,0.2,6.2180999999999997,4.7586000000000004,6.1185,7.8650000000000002,52849,42430,52300,65004,5.4790000000000001,4.6170999999999998,5.3647999999999998,6.4863,99.84,100,100,100,24.943000000000001,24.466999999999999,24.882999999999999,25.463000000000001,0.31208000000000002,0.28043000000000001,0.31091999999999997,0.34539999999999998,49862,44870,50121,54289,0.68877999999999995,0.31068000000000001,0.77915999999999996,0.92062999999999995,21006,18349,20693,24494,11.048,5.6715,10.268000000000001,17.638999999999999,1.6954,1.5330999999999999,1.6827000000000001,1.877,57.195999999999998,23.873999999999999,39.716999999999999,119.4,1557.9,1352.8,1573.4,1747.9,39.064,23.774999999999999,39.189,53.707000000000001,12423,11400,12372,13477,63177,56053,64249,68754,205.4,144.74,212.71,273.43,59432,54333,59112,64864,183.93,85.828999999999994,172.33,304.27999999999997,4.6059000000000001,3.8167,4.4935999999999998,5.6005000000000003,6.8742999999999999,6.0644999999999998,6.8733000000000004,7.7125000000000004,1.3822000000000001,1.2152000000000001,1.3599000000000001,1.5441,197500,183460,197880,210170,0.13694999999999999,0.12697,0.13617000000000001,0.14729999999999999,6.5419,4.8806000000000003,6.3268000000000004,8.7777999999999992,61.424999999999997,33.021999999999998,68.143000000000001,81.912999999999997]
[4.8333300000000001,0.2,0.2,0.2,0.2,6.2180999999999997,4.7586000000000004,6.1185,7.8650000000000002,52846,42430,52300,65004,5.4722,4.6064999999999996,5.3491999999999997,6.4739000000000004,99.876999999999995,100,100,100,24.870999999999999,24.364999999999998,24.84,25.449000000000002,0.31272,0.28055999999999998,0.31269999999999998,0.34633999999999998,49901,45012,50121,54542,0.69142000000000003,0.31068000000000001,0.78815000000000002,0.92283999999999999,20876,18200,20440,24575,11.103,5.5979000000000001,10.404,17.805,1.7052,1.5490999999999999,1.6933,1.8868,57.209000000000003,23.873999999999999,39.716999999999999,119.4,1529.2,1314.9,1551.5,1716.7,39.064,23.774999999999999,39.189,53.707000000000001,12431,11436,12440,13448,63164,55760,64171,68718,205.41,144.84,212.71,273.08,59317,53758,58902,64865,184.39,86.415000000000006,173.64,305.2,4.6266999999999996,3.8431999999999999,4.5236999999999998,5.6414999999999997,6.9272,6.1231,6.9250999999999996,7.7304000000000004,1.3844000000000001,1.2173,1.3616999999999999,1.546,197540,183920,198240,210340,0.13603000000000001,0.12559999999999999,0.13575999999999999,0.14671999999999999,6.5094000000000003,4.8547000000000002,6.3150000000000004,8.7721999999999998,61.506,33.021999999999998,68.143000000000001,81.992999999999995]
[4.9166699999999999,0.2,0.2,0.2,0.2,6.2180999999999997,4.7586000000000004,6.1185,7.8650000000000002,52841,42430,52300,64987,5.4638999999999998,4.6078999999999999,5.3743999999999996,6.4638,99.893000000000001,100,100,100,24.867999999999999,24.359000000000002,24.824999999999999,25.428999999999998,0.31247999999999998,0.28212999999999999,0.31195000000000001,0.34438999999999997,50005,44756,50354,54435,0.69242999999999999,0.31068000000000001,0.78666999999999998,0.92339000000000004,20801,18039,20348,24025,11.090999999999999,5.5673000000000004,10.298,17.713999999999999,1.7118,1.5598000000000001,1.7084999999999999,1.8776999999999999,57.213000000000001,23.873999999999999,39.716999999999999,119.4,1513.1,1309.8,1529.9,1698.5,39.064,23.774999999999999,39.189,53.707000000000001,12446,11446,12466,13430,63236,56089,64276,68768,205.45,144.38,211.67,273.43,59224,53912,59031,65142,184.15,86.795000000000002,173.5,305.08,4.6391999999999998,3.8622000000000001,4.5317999999999996,5.6441999999999997,6.9429999999999996,6.16,6.9474999999999998,7.7496999999999998,1.3838999999999999,1.2204999999999999,1.3629,1.5421,197730,184660,198120,209270,0.13519999999999999,0.12518000000000001,0.13494,0.14534,6.4740000000000002,4.8263999999999996,6.2356999999999996,8.7449999999999992,61.52,33.021999999999998,68.105999999999995,81.899000000000001]
[5,0.2,0.2,0.2,0.2,6.2180999999999997,4.7586000000000004,6.1185,7.8650000000000002,52816,42430,52171,64892,5.4561999999999999,4.6112000000000002,5.3691000000000004,6.4263000000000003,99.841999999999999,100,100,100,24.858000000000001,24.399000000000001,24.83,25.393000000000001,0.30957000000000001,0.27955999999999998,0.30921999999999999,0.34072999999999998,50299,45129,50549,54794,0.69308999999999998,0.31068000000000001,0.78652,0.92552999999999996,20866,18132,20472,24221,10.99,5.5789,10.225,17.489000000000001,1.7112000000000001,1.5709,1.6978,1.8783000000000001,57.213999999999999,23.873999999999999,39.716999999999999,119.4,1502.5,1292.7,1520.3,1692,39.064,23.774999999999999,39.189,53.707000000000001,12469,11507,12494,13447,63733,56443,64584,69142,205.41,144.61000000000001,210.53,273.45,59170,53922,59060,64564,183.16,85.325000000000003,171.84,302.18,4.6247999999999996,3.8281999999999998,4.5183,5.5960000000000001,6.9330999999999996,6.1612999999999998,6.8982999999999999,7.7225000000000001,1.3842000000000001,1.2226999999999999,1.3585,1.544,198660,185920,199340,210590,0.13453000000000001,0.12531999999999999,0.13411999999999999,0.14471999999999999,6.4345999999999997,4.8266999999999998,6.2022000000000004,8.7194000000000003,61.534999999999997,33.021999999999998,68.143000000000001,82.033000000000001]
[5.0833300000000001,0.2,0.2,0.2,0.2,6.2180999999999997,4.7586000000000004,6.1185,7.8650000000000002,52815,42430,52171,64987,5.4714,4.6616,5.3517999999999999,6.4234,99.825000000000003,100,100,100,24.823,24.35,24.782,25.34,0.31058999999999998,0.28156999999999999,0.31023000000000001,0.3407,50677,45852,50878,54930,0.69921,0.31068000000000001,0.79747000000000001,0.93589999999999995,20943,18121,20562,24571,10.896000000000001,5.4939999999999998,10.102,17.268999999999998,1.7304999999999999,1.5871,1.7206999999999999,1.8964000000000001,57.213000000000001,23.873999999999999,39.716999999999999,119.4,1493.3,1291.9000000000001,1506.9,1679.9,39.064,23.774999999999999,39.189,53.707000000000001,12574,11606,12529,13503,64170,58074,64887,69439,205.43,144.46,211.14,273.93,59619,54280,59692,64985,182.23,84.997,170.09,300.86,4.6668000000000003,3.8965999999999998,4.5656999999999996,5.6691000000000003,7.0122999999999998,6.2552000000000003,6.9854000000000003,7.8254999999999999,1.3980999999999999,1.2315,1.3744000000000001,1.5597000000000001,200050,187360,200880,212080,0.13411999999999999,0.12439,0.13367999999999999,0.14457,6.4187000000000003,4.8162000000000003,6.1742999999999997,8.7657000000000007,61.738,33.021999999999998,68.518000000000001,82.488]
[5.1666699999999999,0.2,0.2,0.2,0.2,6.2180999999999997,4.7586000000000004,6.1185,7.8650000000000002,52833,42430,52261,64987,5.4930000000000003,4.6730999999999998,5.3951000000000002,6.4135,99.921000000000006,100,100,100,24.766999999999999,24.295000000000002,24.721,25.277999999999999,0.31180999999999998,0.28332000000000002,0.31089,0.34011000000000002,51100,46926,51345,54905,0.70369000000000004,0.31068000000000001,0.80479000000000001,0.94499,21075,18504,20591,24412,10.849,5.5324999999999998,10.074,17.192,1.7467999999999999,1.6087,1.7403,1.9089,57.216999999999999,23.873999999999999,39.716999999999999,119.4,1489.4,1311.2,1503,1659.7,39.064,23.774999999999999,39.189,53.707000000000001,12681,11734,12676,13581,64784,59675,65462,69622,206.01,144.9,212.17,274.45999999999998,59899,54718,59947,65009,181.89,83.838999999999999,169.31,300.27,4.7123999999999997,3.9500999999999999,4.6082000000000001,5.7073,7.0693999999999999,6.3361000000000001,7.0403000000000002,7.8451000000000004,1.4087000000000001,1.2436,1.383,1.5705,201770,190430,202470,212660,0.13378000000000001,0.12472999999999999,0.13331000000000001,0.14332,6.4021999999999997,4.8034999999999997,6.1443000000000003,8.7619000000000007,61.884999999999998,33.021999999999998,68.522999999999996,83.013999999999996]
[5.25,0.2,0.2,0.2,0.2,6.2180999999999997,4.7586000000000004,6.1185,7.8650000000000002,52834,42430,52300,65004,5.5473999999999997,4.7487000000000004,5.4379999999999997,6.4694000000000003,99.960999999999999,100,100,100,24.696999999999999,24.274000000000001,24.658000000000001,25.146999999999998,0.31381999999999999,0.28606999999999999,0.31286000000000003,0.34225,52002,48190,52106,55499,0.70914999999999995,0.31068000000000001,0.81564000000000003,0.96209999999999996,21311,18580,20894,24547,10.86,5.5487000000000002,10.050000000000001,17.452000000000002,1.7714000000000001,1.6292,1.7616000000000001,1.9288000000000001,57.223999999999997,23.873999999999999,39.716999999999999,119.4,1498.7,1318.3,1514,1659.8,39.064,23.774999999999999,39.189,53.707000000000001,12858,11940,12845,13757,66023,61325,66581,70498,206.31,144.96,212.71,274.52999999999997,60666,55622,60727,65669,182.27,83.927999999999997,169.27,300.5,4.7785000000000002,3.9998999999999998,4.6717000000000004,5.7022000000000004,7.1421000000000001,6.4104999999999999,7.1303999999999998,7.9207000000000001,1.4246000000000001,1.2628999999999999,1.4066000000000001,1.5853999999999999,205150,194320,205510,215990,0.13442000000000001,0.12578,0.13389999999999999,0.14399000000000001,6.4234,4.7899000000000003,6.1906999999999996,8.7129999999999992,62.036999999999999,33.021999999999998,68.555000000000007,83.311000000000007]
[5.3333300000000001,0.2,0.2,0.2,0.2,6.2180999999999997,4.7586000000000004,6.1185,7.8650000000000002,52851,42430,52300,65004,5.7381000000000002,4.9180000000000001,5.6436000000000002,6.6664000000000003,99.989000000000004,100,100,100,24.565000000000001,24.152999999999999,24.541,24.984999999999999,0.32352999999999998,0.29314000000000001,0.32147999999999999,0.35669000000000001,54062,50014,54039,58010,0.72338999999999998,0.31068000000000001,0.83106999999999998,0.98272000000000004,22000,19145,21461,25534,11.138,5.7431999999999999,10.273999999999999,17.763999999999999,1.8392999999999999,1.6839999999999999,1.8314999999999999,2.0099999999999998,57.261000000000003,23.873999999999999,39.716999999999999,119.4,1540.2,1370.8,1550.3,1699.1,39.064,23.774999999999999,39.189,53.707000000000001,13287,12287,13256,14331,68581,63341,69030,73376,206.45,145.19999999999999,212.71,274.52999999999997,62568,57268,62239,68063,186.47,86.838999999999999,172.53,305.95,4.9577999999999998,4.1144999999999996,4.8339999999999996,5.9146999999999998,7.3727,6.6025,7.3544999999999998,8.2322000000000006,1.4728000000000001,1.3028999999999999,1.4509000000000001,1.6228,212740,200670,212820,225260,0.13877999999999999,0.12851000000000001,0.13815,0.14885999999999999,6.5975999999999999,4.9246999999999996,6.3517000000000001,8.8005999999999993,62.23,33.021999999999998,68.597999999999999,83.686000000000007]
[5.4166699999999999,0.2,0.2,0.2,0.2,6.2180999999999997,4.7586000000000004,6.1185,7.8650000000000002,52854,42430,52300,65004,5.8154000000000003,4.9646999999999997,5.7234999999999996,6.7767999999999997,100,100,100,100,24.282,23.831,24.268000000000001,24.728999999999999,0.32758999999999999,0.29737000000000002,0.32597999999999999,0.36129,54435,50477,54340,59023,0.73377000000000003,0.31068000000000001,0.83784000000000003,1.0108999999999999,22148,19265,21672,25783,11.324,5.7988,10.348000000000001,18.317,1.8824000000000001,1.7161,1.8801000000000001,2.0562999999999998,57.302999999999997,23.873999999999999,39.716999999999999,119.4,1522.7,1349.6,1532.2,1684.5,39.064,23.774999999999999,39.189,53.707000000000001,13484,12415,13422,14549,68637,62884,68905,74449,206.51,145.19999999999999,212.71,274.52999999999997,63104,57518,63157,68601,189.73,89.372,176.15,311.94,5.0555000000000003,4.1977000000000002,4.9367999999999999,6.0071000000000003,7.5571999999999999,6.7426000000000004,7.5041000000000002,8.4062000000000001,1.5042,1.3286,1.4785999999999999,1.6604000000000001,214350,201970,214500,228120,0.14063999999999999,0.13084999999999999,0.14001,0.15087999999999999,6.7077,5.0425000000000004,6.4930000000000003,9.0554000000000006,62.337000000000003,33.021999999999998,68.597999999999999,84.149000000000001]
[5.5,0.2,0.2,0.2,0.2,6.2180999999999997,4.7586000000000004,6.1185,7.8650000000000002,52848,42430,52300,64987,5.8028000000000004,4.9614000000000003,5.6891999999999996,6.8409000000000004,99.986000000000004,100,100,100,24.225000000000001,23.734999999999999,24.207000000000001,24.678000000000001,0.32627,0.29676999999999998,0.3251,0.35565000000000002,53598,49072,53673,58214,0.73801000000000005,0.31068000000000001,0.84316999999999998,1.0184,21926,19115,21499,25503,11.37,5.8372999999999999,10.541,18.172000000000001,1.8985000000000001,1.7490000000000001,1.8909,2.0634999999999999,57.314999999999998,23.873999999999999,39.716999999999999,119.4,1475.3,1303.7,1488.3,1631.3,39.064,23.774999999999999,39.189,53.707000000000001,13428,12473,13378,14434,67105,60552,67873,72909,206.41,145.19999999999999,212.71,274.45999999999998,62523,56968,62473,67709,190.63,89.238,177.36,309.70999999999998,5.0707000000000004,4.2493999999999996,4.9546000000000001,6.0792000000000002,7.6463999999999999,6.8350999999999997,7.6180000000000003,8.4829000000000008,1.5126999999999999,1.3416999999999999,1.4903999999999999,1.6666000000000001,211670,199260,212320,223670,0.14047000000000001,0.13142000000000001,0.1396,0.15042,6.7290999999999999,5.0472000000000001,6.5145999999999997,8.9826999999999995,62.368000000000002,33.021999999999998,68.597999999999999,84.149000000000001]
[5.5833300000000001,0.2,0.2,0.2,0.2,6.2180999999999997,4.7586000000000004,6.1185,7.8650000000000002,52803,42430,52300,64670,5.7186000000000003,4.8841999999999999,5.6024000000000003,6.6765999999999996,99.881,100,100,100,24.321000000000002,23.885000000000002,24.285,24.779,0.32213999999999998,0.29402,0.31963999999999998,0.35614000000000001,52312,47127,52322,57110,0.73616000000000004,0.31068000000000001,0.84396000000000004,1.0170999999999999,21539,18704,21157,25265,11.286,5.7725999999999997,10.404,17.963000000000001,1.8906000000000001,1.7315,1.8821000000000001,2.0615999999999999,57.301000000000002,23.873999999999999,39.716999999999999,119.4,1418.6,1248.0999999999999,1425.6,1563.8,39.064,23.774999999999999,39.189,53.707000000000001,13264,12233,13220,14276,65249,58186,65843,71531,205.99,145.19999999999999,212.17,274.52999999999997,61194,55860,61237,66237,189.04,88.843999999999994,178.48,307.45,5.0303000000000004,4.1859999999999999,4.8891999999999998,6.0979999999999999,7.6257000000000001,6.8006000000000002,7.5777999999999999,8.4928000000000008,1.5023,1.335,1.4733000000000001,1.6677999999999999,207190,193610,207850,220640,0.13861999999999999,0.12936,0.13788,0.14960999999999999,6.6650999999999998,4.9980000000000002,6.4711999999999996,9.0018999999999991,62.344999999999999,33.021999999999998,68.597999999999999,84.242000000000004]
[5.6666699999999999,0.2,0.2,0.2,0.2,6.2180999999999997,4.7586000000000004,6.1185,7.8650000000000002,52790,42430,52300,64748,5.7389000000000001,4.9165000000000001,5.6375999999999999,6.6820000000000004,99.867000000000004,100,100,100,24.489000000000001,23.98,24.451000000000001,25.013999999999999,0.32002999999999998,0.29220000000000002,0.31944,0.35242000000000001,52677,47127,52763,57711,0.73511000000000004,0.31068000000000001,0.84225000000000005,1.0077,21540,18663,21095,25078,11.35,5.9714999999999998,10.45,17.989000000000001,1.9061999999999999,1.7423999999999999,1.9034,2.0703,57.307000000000002,23.873999999999999,39.716999999999999,119.4,1406.3,1241.2,1407.8,1561.5,39.064,23.774999999999999,39.189,53.707000000000001,13276,12304,13309,14195,65795,57594,66629,72401,205.81,144.9,210.09,274.45999999999998,61215,55616,61413,66327,188.8,89.421000000000006,177.39,308.08999999999997,5.0403000000000002,4.2045000000000003,4.8891999999999998,6.0777000000000001,7.6271000000000004,6.8007999999999997,7.5968,8.4329000000000001,1.4990000000000001,1.3378000000000001,1.4721,1.6619999999999999,207700,193530,208340,221010,0.13875000000000001,0.12953000000000001,0.13844999999999999,0.14824000000000001,6.6464999999999996,4.9931000000000001,6.4191000000000003,8.9708000000000006,62.325000000000003,33.021999999999998,68.597999999999999,84.319000000000003]
[5.75,0.2,0.2,0.2,0.2,6.2180999999999997,4.7586000000000004,6.1185,7.8650000000000002,52801,42430,52300,64748,5.8326000000000002,4.9402999999999997,5.7045000000000003,6.8278999999999996,99.869,100,100,100,24.463000000000001,23.972999999999999,24.428999999999998,25.004000000000001,0.32256000000000001,0.29413,0.32168000000000002,0.35193999999999998,53954,47587,54355,59106,0.73848999999999998,0.31068000000000001,0.84579000000000004,1.0192000000000001,21762,18942,21356,25253,11.531000000000001,6.0343999999999998,10.584,18.417000000000002,1.9467000000000001,1.7886,1.9390000000000001,2.1172,57.32,23.873999999999999,39.716999999999999,119.4,1416,1257.7,1421.2,1574.8,39.064,23.774999999999999,39.189,53.707000000000001,13457,12452,13457,14535,67517,58041,68734,74007,205.57,144.38999999999999,211.14,274.16000000000003,61827,56301,61797,67751,190.46,91.012,178.03,308.35000000000002,5.1233000000000004,4.2975000000000003,4.9968000000000004,6.1557000000000004,7.6992000000000003,6.8261000000000003,7.6948999999999996,8.4854000000000003,1.5105999999999999,1.3429,1.4837,1.6807000000000001,211440,195250,212430,225600,0.14032,0.13109999999999999,0.13977000000000001,0.15043000000000001,6.6951999999999998,5.0381999999999998,6.5008999999999997,8.9884000000000004,62.314,33.021999999999998,68.597999999999999,84.016000000000005]
[5.8333300000000001,0.2,0.2,0.2,0.2,6.2180999999999997,4.7586000000000004,6.1185,7.8650000000000002,52806,42430,52300,64987,5.8414000000000001,4.9524999999999997,5.7138999999999998,6.8639000000000001,99.897000000000006,100,100,100,24.321999999999999,23.815000000000001,24.282,24.920999999999999,0.32286999999999999,0.29311999999999999,0.32223000000000002,0.35437000000000002,54198,48049,54454,59296,0.74153000000000002,0.31068000000000001,0.85004999999999997,1.0271999999999999,21763,18833,21436,25189,11.586,5.9623999999999997,10.673,18.471,1.9651000000000001,1.7967,1.9630000000000001,2.1360999999999999,57.347000000000001,23.873999999999999,39.716999999999999,119.42,1391,1220.4000000000001,1399.6,1546.5,39.064,23.774999999999999,39.189,53.707000000000001,13522,12511,13495,14565,67871,58633,68967,74318,205.41,144.33000000000001,212.17,274.16000000000003,61740,56342,61781,67233,190.82,90.91,178.52,307.31,5.1573000000000002,4.3045999999999998,5.0418000000000003,6.2416,7.7534000000000001,6.9040999999999997,7.7493999999999996,8.6029,1.5154000000000001,1.3411,1.4903,1.6818,212120,195450,213550,225860,0.13961999999999999,0.12981000000000001,0.13883000000000001,0.15012,6.6745999999999999,5.0163000000000002,6.4593999999999996,8.9247999999999994,62.332000000000001,33.021999999999998,68.597999999999999,84.06]
[5.9166699999999999,0.2,0.2,0.2,0.2,6.2180999999999997,4.7586000000000004,6.1185,7.8650000000000002,52790,42430,52300,64892,5.8418000000000001,4.9508999999999999,5.7103999999999999,6.9257999999999997,99.906999999999996,100,100,100,24.305,23.806999999999999,24.236000000000001,24.925000000000001,0.32255,0.29601,0.32107000000000002,0.35066000000000003,54324,48429,54731,59275,0.74156,0.31068000000000001,0.85587999999999997,1.0329999999999999,21712,18923,21366,25299,11.539,5.9161999999999999,10.612,18.234000000000002,1.9774,1.8098000000000001,1.9735,2.1471,57.357999999999997,23.873999999999999,39.716999999999999,119.84,1369.9,1201.2,1374.7,1525.6,39.064,23.774999999999999,39.189,53.707000000000001,13507,12476,13468,14520,68061,59481,69211,74734,205.41,144.38,210.09,274.37,61636,56048,61538,67095,190.19,89.272000000000006,178.05,306.44,5.1976000000000004,4.3765000000000001,5.0914000000000001,6.2217000000000002,7.7538999999999998,6.8981000000000003,7.7488000000000001,8.6105999999999998,1.5137,1.3427,1.4881,1.6741999999999999,212310,195810,213650,226710,0.13880000000000001,0.12877,0.13794999999999999,0.14890999999999999,6.6405000000000003,5.0068000000000001,6.4303999999999997,8.8831000000000007,62.33,33.021999999999998,68.597999999999999,84.06]
[6,0.2,0.2,0.2,0.2,6.2180999999999997,4.7586000000000004,6.1185,7.8650000000000002,52733,42430,52300,64670,5.8624999999999998,5.0083000000000002,5.7243000000000004,6.9179000000000004,99.828999999999994,100,100,100,24.297999999999998,23.782,24.236999999999998,24.914000000000001,0.32418000000000002,0.29698999999999998,0.32362999999999997,0.35404000000000002,54809,48361,55315,59845,0.74138000000000004,0.31068000000000001,0.85180999999999996,1.0285,21772,18817,21464,25359,11.456,5.7971000000000004,10.461,17.920000000000002,1.9985999999999999,1.8421000000000001,1.9883999999999999,2.1680999999999999,57.353999999999999,23.873999999999999,39.716999999999999,119.84,1356.2,1183.4000000000001,1355.9,1512.6,39.064,23.774999999999999,39.189,53.707000000000001,13646,12656,13574,14687,68925,60130,70149,75587,205.19,144.24,210.09,274.08,61719,56239,61847,66932,189.26,88.91,176.67,305.81,5.3365999999999998,4.4961000000000002,5.2112999999999996,6.3795000000000002,7.734,6.9147999999999996,7.7012,8.5655000000000001,1.5135000000000001,1.3463000000000001,1.4852000000000001,1.6809000000000001,213760,197140,215280,228650,0.13930999999999999,0.12895000000000001,0.13866000000000001,0.15014,6.6158000000000001,4.9688999999999997,6.4070999999999998,8.8285999999999998,62.329000000000001,33.021999999999998,68.597999999999999,84.075000000000003]
[6.0833300000000001,0.2,0.2,0.2,0.2,6.2180999999999997,4.7586000000000004,6.1185,7.8650000000000002,52751,42351,52300,64670,5.9146999999999998,5.0396999999999998,5.7939999999999996,6.944,99.896000000000001,100,100,100,24.244,23.716999999999999,24.177,24.853000000000002,0.32900000000000001,0.29976999999999998,0.32805000000000001,0.35885,55530,49685,55867,60507,0.74744999999999995,0.31068000000000001,0.85453000000000001,1.0418000000000001,21901,19003,21562,25566,11.381,5.8658000000000001,10.369,17.907,2.0396000000000001,1.8838999999999999,2.0381999999999998,2.2128000000000001,57.362000000000002,23.873999999999999,39.716999999999999,119.84,1347.7,1179.0999999999999,1350,1508.1,39.064,23.774999999999999,39.189,53.707000000000001,13899,12860,13883,14938,69928,62394,71208,76518,205.59,144.33000000000001,209.61,274.45999999999998,62523,57505,62568,67842,188.55,88.921000000000006,175.43,305.75,5.5077999999999996,4.6379999999999999,5.3907999999999996,6.5697000000000001,7.827,7.0297999999999998,7.8125,8.7094000000000005,1.5304,1.3689,1.4995000000000001,1.6906000000000001,216130,200370,217600,230880,0.14026,0.13034000000000001,0.13977000000000001,0.15165000000000001,6.6200999999999999,4.9821999999999997,6.3886000000000003,8.843,62.372,33.021999999999998,68.597999999999999,84.617999999999995]
[6.1666699999999999,0.2,0.2,0.2,0.2,6.2180999999999997,4.7586000000000004,6.1185,7.8650000000000002,52778,42306,52300,64892,5.9756999999999998,5.1330999999999998,5.8593999999999999,6.9701000000000004,99.912999999999997,100,100,100,24.161999999999999,23.643999999999998,24.093,24.736000000000001,0.33204,0.30453999999999998,0.33067000000000002,0.36401,56400,51601,56774,60881,0.75178999999999996,0.31068000000000001,0.85931999999999997,1.0476000000000001,22104,19327,21736,25695,11.346,5.8582999999999998,10.316000000000001,17.925000000000001,2.0807000000000002,1.9225000000000001,2.0779999999999998,2.2454000000000001,57.404000000000003,23.873999999999999,39.716999999999999,119.84,1341.7,1183,1349.1,1483.4,39.064,23.774999999999999,39.189,53.707000000000001,14100,13093,14057,15167,71160,64755,72322,77137,205.74,144.66999999999999,210.12,274.45999999999998,62997,57989,62981,67942,188.35,88.953999999999994,175.85,306.75,5.6604999999999999,4.7756999999999996,5.5484999999999998,6.7413999999999996,7.8837999999999999,7.1069000000000004,7.8586,8.734,1.5423,1.3823000000000001,1.5134000000000001,1.702,218850,204470,220170,232230,0.14091999999999999,0.1318,0.14061000000000001,0.15140999999999999,6.6223000000000001,4.9794999999999998,6.3956999999999997,8.8559000000000001,62.41,33.021999999999998,68.597999999999999,84.590999999999994]
[6.25,0.2,0.2,0.2,0.2,6.2180999999999997,4.7586000000000004,6.1185,7.8650000000000002,52796,42430,52250,64987,6.0705,5.2285000000000004,5.9585999999999997,7.0728,99.933000000000007,100,100,100,24.065999999999999,23.6,24.006,24.571999999999999,0.33649000000000001,0.30821999999999999,0.33534000000000003,0.36712,57546,53059,57830,62086,0.75636999999999999,0.31068000000000001,0.86128000000000005,1.0641,22370,19516,21944,26125,11.367000000000001,5.9001000000000001,10.433,18.055,2.1280000000000001,1.9664999999999999,2.1230000000000002,2.2955000000000001,57.444000000000003,23.873999999999999,39.716999999999999,119.84,1345.8,1200.2,1353.1,1479,39.064,23.774999999999999,39.189,53.707000000000001,14324,13316,14291,15370,72828,66710,73757,78507,206.06,144.84,210.24,274.52999999999997,63886,58474,63788,69347,188.84,89.373000000000005,176.1,308.01,5.8349000000000002,4.9386999999999999,5.7233000000000001,6.8867000000000003,7.9485999999999999,7.1932999999999998,7.9375999999999998,8.7888000000000002,1.5576000000000001,1.3986000000000001,1.5287999999999999,1.716,222780,209700,223940,235750,0.14241999999999999,0.13272,0.14257,0.15237999999999999,6.6528,5.0331000000000001,6.4034000000000004,8.9275000000000002,62.423000000000002,33.021999999999998,68.597999999999999,84.725999999999999]
[6.3333300000000001,0.2,0.2,0.2,0.2,6.2180999999999997,4.7586000000000004,6.1185,7.8650000000000002,52839,42430,52300,64987,6.3331,5.4558999999999997,6.2388000000000003,7.3667999999999996,99.988,100,100,100,23.928999999999998,23.486000000000001,23.876000000000001,24.382999999999999,0.34893999999999997,0.31763999999999998,0.34788999999999998,0.38168999999999997,60183,55450,60401,65264,0.77015,0.31068000000000001,0.87480999999999998,1.0993999999999999,23124,20195,22802,26757,11.683999999999999,6.0590000000000002,10.832000000000001,18.454999999999998,2.2319,2.0424000000000002,2.2187999999999999,2.4336000000000002,57.55,23.873999999999999,39.716999999999999,120.65,1385.5,1233.8,1395.3,1528.3,39.064,23.774999999999999,39.189,53.707000000000001,14927,13742,14867,16146,76185,69922,76821,82360,206.3,144.96,212.48,274.52999999999997,66160,59930,65805,71956,193.65,92.18,183.49,314.37,6.1494999999999997,5.1996000000000002,6.0629999999999997,7.3304,8.2045999999999992,7.3552999999999997,8.2108000000000008,9.1074999999999999,1.6117999999999999,1.4374,1.5831,1.7888999999999999,231980,216950,232520,247310,0.14762,0.13707,0.14727000000000001,0.15917000000000001,6.8484999999999996,5.2256999999999998,6.6406999999999998,9.1927000000000003,62.466999999999999,33.021999999999998,68.597999999999999,85.102000000000004]
[6.4166699999999999,0.2,0.2,0.2,0.2,6.2180999999999997,4.7586000000000004,6.1185,7.8650000000000002,52840,42430,52300,64987,6.4381000000000004,5.5236999999999998,6.3139000000000003,7.6951000000000001,99.981999999999999,100,100,100,23.623000000000001,23.129000000000001,23.59,24.119,0.3538,0.32127,0.35448000000000002,0.38843,60858,55852,60733,66471,0.78083999999999998,0.31068000000000001,0.87800999999999996,1.1263000000000001,23424,20398,23054,27390,11.887,6.1372,10.888,18.928000000000001,2.2835999999999999,2.1017999999999999,2.2814000000000001,2.4874000000000001,57.546999999999997,23.873999999999999,39.716999999999999,120.65,1378,1233.0999999999999,1381.9,1514.4,39.064,23.774999999999999,39.189,53.707000000000001,15218,14027,15230,16355,76739,70199,77257,83304,206.37,144.96,212.48,274.88,66975,61516,67114,72381,196.91,93.709000000000003,183.83,320.05,6.3139000000000003,5.2907000000000002,6.2106000000000003,7.5460000000000003,8.4087999999999994,7.6047000000000002,8.3988999999999994,9.3492999999999995,1.6471,1.4739,1.621,1.8291999999999999,234370,219850,234820,249060,0.15021000000000001,0.13975000000000001,0.14985000000000001,0.16073999999999999,6.9664999999999999,5.3441000000000001,6.7493999999999996,9.4558,62.481000000000002,33.021999999999998,68.597999999999999,85.016000000000005]
[6.5,0.2,0.2,0.2,0.2,6.2180999999999997,4.7586000000000004,6.1185,7.8650000000000002,52842,42430,52300,64946,6.4042000000000003,5.4745999999999997,6.2689000000000004,7.4573999999999998,99.995999999999995,100,100,100,23.542000000000002,23.074000000000002,23.512,24.016999999999999,0.35461999999999999,0.32264999999999999,0.35397000000000001,0.38946999999999998,60094,54524,60170,65790,0.78449000000000002,0.31068000000000001,0.87871999999999995,1.1306,23273,20419,22743,26827,11.907,6.1069000000000004,10.911,18.832000000000001,2.2940999999999998,2.1141000000000001,2.2942,2.4876999999999998,57.55,23.873999999999999,39.716999999999999,121.82,1341.1,1199,1345.2,1472.2,39.064,23.774999999999999,39.189,53.707000000000001,15235,14130,15186,16502,75549,67441,76469,82487,206.4,145.08000000000001,212.48,274.52999999999997,66845,61560,66945,72216,197.47,93.980999999999995,183.51,318.67,6.3380999999999998,5.3091999999999997,6.2325999999999997,7.4842000000000004,8.4890000000000008,7.6485000000000003,8.4574999999999996,9.4382000000000001,1.6556999999999999,1.4826999999999999,1.6259999999999999,1.8425,231880,217800,232430,246550,0.15054000000000001,0.14094999999999999,0.15021000000000001,0.16092000000000001,6.9863,5.3075999999999999,6.7542,9.4525000000000006,62.482999999999997,33.021999999999998,68.597999999999999,85.102000000000004]
[6.5833300000000001,0.2,0.2,0.2,0.2,6.2180999999999997,4.7586000000000004,6.1185,7.8650000000000002,52824,42430,52300,64892,6.3243,5.3564999999999996,6.1882000000000001,7.4471999999999996,99.984999999999999,100,100,100,23.611000000000001,23.146000000000001,23.588999999999999,24.045999999999999,0.35161999999999999,0.31857000000000002,0.35176000000000002,0.38529000000000002,59001,52801,59130,65292,0.78217999999999999,0.31068000000000001,0.87871999999999995,1.1297999999999999,22967,19818,22470,26913,11.827,6.2457000000000003,10.893000000000001,18.832999999999998,2.2850999999999999,2.0806,2.2824,2.4897999999999998,57.529000000000003,23.873999999999999,39.716999999999999,120.65,1297.9000000000001,1168.5999999999999,1303,1427.5,39.064,23.774999999999999,39.189,53.707000000000001,15113,13951,15093,16268,74018,65114,74550,81726,206.21,145.08000000000001,212.48,274.52999999999997,65895,60159,65669,71776,196.03,91.198999999999998,182.11,315.06,6.3193000000000001,5.3052999999999999,6.1878000000000002,7.5488999999999997,8.4746000000000006,7.5824999999999996,8.4326000000000008,9.4583999999999993,1.6483000000000001,1.4709000000000001,1.6131,1.8431999999999999,227910,211980,228360,243670,0.14946000000000001,0.13874,0.14913000000000001,0.16011,6.9414999999999996,5.2220000000000004,6.7281000000000004,9.3872,62.488,33.021999999999998,68.597999999999999,84.903000000000006]
[6.6666699999999999,0.2,0.2,0.2,0.2,6.2180999999999997,4.7586000000000004,6.1185,7.8650000000000002,52790,42414,52300,64670,6.3658999999999999,5.3803000000000001,6.2618,7.5068999999999999,99.96,100,100,100,23.744,23.236000000000001,23.702999999999999,24.280999999999999,0.35182999999999998,0.31981999999999999,0.35248000000000002,0.38661000000000001,59301,52701,59436,65409,0.78132000000000001,0.31068000000000001,0.87809000000000004,1.1245000000000001,22941,19944,22453,26692,11.877000000000001,6.3122999999999996,11.074999999999999,18.510999999999999,2.3155000000000001,2.1099000000000001,2.3157000000000001,2.5186000000000002,57.557000000000002,23.873999999999999,39.716999999999999,120.65,1285.5999999999999,1154.4000000000001,1280.3,1425.6,39.064,23.774999999999999,39.189,53.707000000000001,15151,14017,15134,16335,74485,64664,75319,82754,205.8,144.96,212.48,274.17,65695,59991,65673,70905,195.9,92.078999999999994,183.22,313.2,6.4010999999999996,5.4012000000000002,6.2864000000000004,7.5556000000000001,8.4601000000000006,7.5575999999999999,8.4098000000000006,9.4253,1.6428,1.4715,1.6112,1.8218000000000001,227990,212110,228210,244490,0.14981,0.13900000000000001,0.14964,0.16059000000000001,6.9317000000000002,5.2634999999999996,6.6757,9.3931000000000004,62.47,33.021999999999998,68.597999999999999,84.819000000000003]
[6.75,0.2,0.2,0.2,0.2,6.2180999999999997,4.7586000000000004,6.1185,7.8650000000000002,52771,42430,52250,64670,6.5248999999999997,5.4869000000000003,6.4446000000000003,7.6740000000000004,99.953999999999994,100,100,100,23.748000000000001,23.210999999999999,23.728000000000002,24.285,0.35624,0.32279000000000002,0.35581000000000002,0.38999,61016,53261,61477,67564,0.78527999999999998,0.31068000000000001,0.88031999999999999,1.1375,23287,20168,22910,26999,12.077999999999999,6.5129999999999999,11.307,18.847999999999999,2.3866000000000001,2.1448999999999998,2.3912,2.6038999999999999,57.606999999999999,23.873999999999999,39.716999999999999,120.93,1298.9000000000001,1149.9000000000001,1295.9000000000001,1448.8,39.064,23.774999999999999,39.189,53.707000000000001,15460,14222,15444,16660,76845,65021,78313,85187,205.4,144.46,212.17,274.37,66646,60563,66620,72551,198.05,94.322999999999993,185.52,317.07,6.6007999999999996,5.5734000000000004,6.5338000000000003,7.8268000000000004,8.5458999999999996,7.6273,8.4873999999999992,9.5160999999999998,1.6577999999999999,1.4914000000000001,1.631,1.8309,232730,212440,234030,250420,0.15237000000000001,0.14026,0.1525,0.16300999999999999,7.0057,5.36,6.7823000000000002,9.4251000000000005,62.47,33.021999999999998,68.597999999999999,85.004000000000005]
[6.8333300000000001,0.2,0.2,0.2,0.2,6.2180999999999997,4.7586000000000004,6.1185,7.8650000000000002,52731,42430,52069,64540,6.5290999999999997,5.4409999999999998,6.4570999999999996,7.702,99.942999999999998,100,100,100,23.585000000000001,23.033000000000001,23.527999999999999,24.23,0.35759999999999997,0.32452999999999999,0.35754000000000002,0.39267999999999997,61242,53509,61863,67676,0.78671000000000002,0.31068000000000001,0.88371999999999995,1.1375,23305,20193,22983,26446,12.074999999999999,6.3792999999999997,11.192,18.658000000000001,2.4016999999999999,2.1663999999999999,2.4036,2.6288999999999998,57.601999999999997,23.873999999999999,39.716999999999999,121.82,1278.0999999999999,1133.4000000000001,1278.3,1432.1,39.064,23.774999999999999,39.189,53.707000000000001,15516,14220,15539,16780,77259,65186,78821,85168,205.04,144.43,211.14,274.16000000000003,66718,60566,66781,73071,197.82,94.537000000000006,187.26,317.06,6.6635999999999997,5.5929000000000002,6.6031000000000004,7.8727,8.5803999999999991,7.6420000000000003,8.5596999999999994,9.5223999999999993,1.6611,1.4904999999999999,1.6377999999999999,1.8401000000000001,232850,212880,234500,250130,0.15187999999999999,0.14063999999999999,0.15187,0.16247,6.9810999999999996,5.3033000000000001,6.7369000000000003,9.4328000000000003,62.482999999999997,33.021999999999998,68.597999999999999,85.102000000000004]
[6.9166699999999999,0.2,0.2,0.2,0.2,6.2180999999999997,4.7586000000000004,6.1185,7.8650000000000002,52673,42429,52069,64366,6.5606,5.4463999999999997,6.5037000000000003,7.7958999999999996,99.897999999999996,100,100,100,23.576000000000001,23.032,23.518000000000001,24.207000000000001,0.35769000000000001,0.32519999999999999,0.35804999999999998,0.39180999999999999,61582,53418,62237,68275,0.78739000000000003,0.31068000000000001,0.88492000000000004,1.1406000000000001,23275,20251,22973,26701,12.042999999999999,6.3272000000000004,11.19,18.797000000000001,2.4232999999999998,2.1756000000000002,2.4297,2.6415000000000002,57.615000000000002,23.873999999999999,39.716999999999999,121.66,1263.8,1102.9000000000001,1263.5,1415.1,39.064,23.774999999999999,39.189,53.707000000000001,15561,14303,15582,16789,77800,65603,79167,85975,204.83,144.24,211.14,273.93,66711,60912,66891,72743,197.3,94.551000000000002,185.65,313.69,6.7586000000000004,5.6593999999999998,6.6702000000000004,7.9701000000000004,8.5800999999999998,7.6848999999999998,8.5495999999999999,9.5238999999999994,1.6617,1.4897,1.6352,1.8412999999999999,233330,213110,235230,251500,0.15145,0.14016999999999999,0.15125,0.16269,6.9591000000000003,5.3226000000000004,6.6928000000000001,9.3919999999999995,62.49,33.021999999999998,68.597999999999999,85.102000000000004]
[7,0.2,0.2,0.2,0.2,6.2180999999999997,4.7586000000000004,6.1185,7.8650000000000002,52568,42430,51935,64314,6.6142000000000003,5.4945000000000004,6.5644999999999998,7.8895999999999997,99.852000000000004,100,100,100,23.542999999999999,22.992000000000001,23.489000000000001,24.193000000000001,0.36607000000000001,0.33476,0.36638999999999999,0.4,62461,54214,63108,68860,0.78842999999999996,0.31068000000000001,0.88492000000000004,1.1413,22812,19760,22458,26260,11.97,6.2911000000000001,11.099,18.827999999999999,2.4523000000000001,2.2023999999999999,2.46,2.6815000000000002,57.62,23.873999999999999,39.716999999999999,121.82,1242.0999999999999,1075.9000000000001,1244.4000000000001,1399,39.064,23.774999999999999,39.189,53.707000000000001,15364,14225,15426,16475,78743,66095,80470,86776,204.78,144.05000000000001,210.18,274.37,65584,59587,65663,71171,196.5,94.563999999999993,183.44,315.47000000000003,6.9004000000000003,5.7488000000000001,6.8510999999999997,8.1713000000000005,8.5675000000000008,7.6595000000000004,8.5260999999999996,9.4979999999999993,1.6635,1.4971000000000001,1.6395999999999999,1.8463000000000001,234830,213530,237370,253020,0.15376999999999999,0.14166000000000001,0.15421000000000001,0.16513,6.9770000000000003,5.3253000000000004,6.7134999999999998,9.4520999999999997,62.494999999999997,33.021999999999998,68.597999999999999,85.102000000000004]
[7.0833300000000001,0,0,0,0,0,0,0,0,0,0,0,0,0,0,0,0,0,0,0,0,0,0,0,0,0,0,0,0,0,0,0,0,0,0,0,0,0,0,0,0,0,0,0,0,0,0,0,0,0,0,0,0,0,0,0,0,0,0,0,0,0,0,0,0,0,0,0,0,0,0,0,0,0,0,0,0,0,0,0,0,0,0,0,0,0,0,0,0,0,0,0,0,0,0,0,0,0,0,0,0,0,0,0,0,0,0,0,0]
[7.1666699999999999,0,0,0,0,0,0,0,0,0,0,0,0,0,0,0,0,0,0,0,0,0,0,0,0,0,0,0,0,0,0,0,0,0,0,0,0,0,0,0,0,0,0,0,0,0,0,0,0,0,0,0,0,0,0,0,0,0,0,0,0,0,0,0,0,0,0,0,0,0,0,0,0,0,0,0,0,0,0,0,0,0,0,0,0,0,0,0,0,0,0,0,0,0,0,0,0,0,0,0,0,0,0,0,0,0,0,0,0]
[7.25,0,0,0,0,0,0,0,0,0,0,0,0,0,0,0,0,0,0,0,0,0,0,0,0,0,0,0,0,0,0,0,0,0,0,0,0,0,0,0,0,0,0,0,0,0,0,0,0,0,0,0,0,0,0,0,0,0,0,0,0,0,0,0,0,0,0,0,0,0,0,0,0,0,0,0,0,0,0,0,0,0,0,0,0,0,0,0,0,0,0,0,0,0,0,0,0,0,0,0,0,0,0,0,0,0,0,0,0]
[7.3333300000000001,0,0,0,0,0,0,0,0,0,0,0,0,0,0,0,0,0,0,0,0,0,0,0,0,0,0,0,0,0,0,0,0,0,0,0,0,0,0,0,0,0,0,0,0,0,0,0,0,0,0,0,0,0,0,0,0,0,0,0,0,0,0,0,0,0,0,0,0,0,0,0,0,0,0,0,0,0,0,0,0,0,0,0,0,0,0,0,0,0,0,0,0,0,0,0,0,0,0,0,0,0,0,0,0,0,0,0,0]
[7.4166699999999999,0,0,0,0,0,0,0,0,0,0,0,0,0,0,0,0,0,0,0,0,0,0,0,0,0,0,0,0,0,0,0,0,0,0,0,0,0,0,0,0,0,0,0,0,0,0,0,0,0,0,0,0,0,0,0,0,0,0,0,0,0,0,0,0,0,0,0,0,0,0,0,0,0,0,0,0,0,0,0,0,0,0,0,0,0,0,0,0,0,0,0,0,0,0,0,0,0,0,0,0,0,0,0,0,0,0,0,0]
[7.5,0,0,0,0,0,0,0,0,0,0,0,0,0,0,0,0,0,0,0,0,0,0,0,0,0,0,0,0,0,0,0,0,0,0,0,0,0,0,0,0,0,0,0,0,0,0,0,0,0,0,0,0,0,0,0,0,0,0,0,0,0,0,0,0,0,0,0,0,0,0,0,0,0,0,0,0,0,0,0,0,0,0,0,0,0,0,0,0,0,0,0,0,0,0,0,0,0,0,0,0,0,0,0,0,0,0,0,0]
[7.5833300000000001,0,0,0,0,0,0,0,0,0,0,0,0,0,0,0,0,0,0,0,0,0,0,0,0,0,0,0,0,0,0,0,0,0,0,0,0,0,0,0,0,0,0,0,0,0,0,0,0,0,0,0,0,0,0,0,0,0,0,0,0,0,0,0,0,0,0,0,0,0,0,0,0,0,0,0,0,0,0,0,0,0,0,0,0,0,0,0,0,0,0,0,0,0,0,0,0,0,0,0,0,0,0,0,0,0,0,0,0]
[7.6666699999999999,0,0,0,0,0,0,0,0,0,0,0,0,0,0,0,0,0,0,0,0,0,0,0,0,0,0,0,0,0,0,0,0,0,0,0,0,0,0,0,0,0,0,0,0,0,0,0,0,0,0,0,0,0,0,0,0,0,0,0,0,0,0,0,0,0,0,0,0,0,0,0,0,0,0,0,0,0,0,0,0,0,0,0,0,0,0,0,0,0,0,0,0,0,0,0,0,0,0,0,0,0,0,0,0,0,0,0,0]
[7.75,0,0,0,0,0,0,0,0,0,0,0,0,0,0,0,0,0,0,0,0,0,0,0,0,0,0,0,0,0,0,0,0,0,0,0,0,0,0,0,0,0,0,0,0,0,0,0,0,0,0,0,0,0,0,0,0,0,0,0,0,0,0,0,0,0,0,0,0,0,0,0,0,0,0,0,0,0,0,0,0,0,0,0,0,0,0,0,0,0,0,0,0,0,0,0,0,0,0,0,0,0,0,0,0,0,0,0,0]
[7.8333300000000001,0,0,0,0,0,0,0,0,0,0,0,0,0,0,0,0,0,0,0,0,0,0,0,0,0,0,0,0,0,0,0,0,0,0,0,0,0,0,0,0,0,0,0,0,0,0,0,0,0,0,0,0,0,0,0,0,0,0,0,0,0,0,0,0,0,0,0,0,0,0,0,0,0,0,0,0,0,0,0,0,0,0,0,0,0,0,0,0,0,0,0,0,0,0,0,0,0,0,0,0,0,0,0,0,0,0,0,0]
[7.9166699999999999,0,0,0,0,0,0,0,0,0,0,0,0,0,0,0,0,0,0,0,0,0,0,0,0,0,0,0,0,0,0,0,0,0,0,0,0,0,0,0,0,0,0,0,0,0,0,0,0,0,0,0,0,0,0,0,0,0,0,0,0,0,0,0,0,0,0,0,0,0,0,0,0,0,0,0,0,0,0,0,0,0,0,0,0,0,0,0,0,0,0,0,0,0,0,0,0,0,0,0,0,0,0,0,0,0,0,0,0]
[8,0,0,0,0,0,0,0,0,0,0,0,0,0,0,0,0,0,0,0,0,0,0,0,0,0,0,0,0,0,0,0,0,0,0,0,0,0,0,0,0,0,0,0,0,0,0,0,0,0,0,0,0,0,0,0,0,0,0,0,0,0,0,0,0,0,0,0,0,0,0,0,0,0,0,0,0,0,0,0,0,0,0,0,0,0,0,0,0,0,0,0,0,0,0,0,0,0,0,0,0,0,0,0,0,0,0,0,0]
[8.0833300000000001,0,0,0,0,0,0,0,0,0,0,0,0,0,0,0,0,0,0,0,0,0,0,0,0,0,0,0,0,0,0,0,0,0,0,0,0,0,0,0,0,0,0,0,0,0,0,0,0,0,0,0,0,0,0,0,0,0,0,0,0,0,0,0,0,0,0,0,0,0,0,0,0,0,0,0,0,0,0,0,0,0,0,0,0,0,0,0,0,0,0,0,0,0,0,0,0,0,0,0,0,0,0,0,0,0,0,0,0]
[8.1666699999999999,0,0,0,0,0,0,0,0,0,0,0,0,0,0,0,0,0,0,0,0,0,0,0,0,0,0,0,0,0,0,0,0,0,0,0,0,0,0,0,0,0,0,0,0,0,0,0,0,0,0,0,0,0,0,0,0,0,0,0,0,0,0,0,0,0,0,0,0,0,0,0,0,0,0,0,0,0,0,0,0,0,0,0,0,0,0,0,0,0,0,0,0,0,0,0,0,0,0,0,0,0,0,0,0,0,0,0,0]
[8.25,0,0,0,0,0,0,0,0,0,0,0,0,0,0,0,0,0,0,0,0,0,0,0,0,0,0,0,0,0,0,0,0,0,0,0,0,0,0,0,0,0,0,0,0,0,0,0,0,0,0,0,0,0,0,0,0,0,0,0,0,0,0,0,0,0,0,0,0,0,0,0,0,0,0,0,0,0,0,0,0,0,0,0,0,0,0,0,0,0,0,0,0,0,0,0,0,0,0,0,0,0,0,0,0,0,0,0,0]
[8.3333300000000001,0,0,0,0,0,0,0,0,0,0,0,0,0,0,0,0,0,0,0,0,0,0,0,0,0,0,0,0,0,0,0,0,0,0,0,0,0,0,0,0,0,0,0,0,0,0,0,0,0,0,0,0,0,0,0,0,0,0,0,0,0,0,0,0,0,0,0,0,0,0,0,0,0,0,0,0,0,0,0,0,0,0,0,0,0,0,0,0,0,0,0,0,0,0,0,0,0,0,0,0,0,0,0,0,0,0,0,0]
[8.4166699999999999,0,0,0,0,0,0,0,0,0,0,0,0,0,0,0,0,0,0,0,0,0,0,0,0,0,0,0,0,0,0,0,0,0,0,0,0,0,0,0,0,0,0,0,0,0,0,0,0,0,0,0,0,0,0,0,0,0,0,0,0,0,0,0,0,0,0,0,0,0,0,0,0,0,0,0,0,0,0,0,0,0,0,0,0,0,0,0,0,0,0,0,0,0,0,0,0,0,0,0,0,0,0,0,0,0,0,0,0]
[8.5,0,0,0,0,0,0,0,0,0,0,0,0,0,0,0,0,0,0,0,0,0,0,0,0,0,0,0,0,0,0,0,0,0,0,0,0,0,0,0,0,0,0,0,0,0,0,0,0,0,0,0,0,0,0,0,0,0,0,0,0,0,0,0,0,0,0,0,0,0,0,0,0,0,0,0,0,0,0,0,0,0,0,0,0,0,0,0,0,0,0,0,0,0,0,0,0,0,0,0,0,0,0,0,0,0,0,0,0]
[8.5833300000000001,0,0,0,0,0,0,0,0,0,0,0,0,0,0,0,0,0,0,0,0,0,0,0,0,0,0,0,0,0,0,0,0,0,0,0,0,0,0,0,0,0,0,0,0,0,0,0,0,0,0,0,0,0,0,0,0,0,0,0,0,0,0,0,0,0,0,0,0,0,0,0,0,0,0,0,0,0,0,0,0,0,0,0,0,0,0,0,0,0,0,0,0,0,0,0,0,0,0,0,0,0,0,0,0,0,0,0,0]
[8.6666699999999999,0,0,0,0,0,0,0,0,0,0,0,0,0,0,0,0,0,0,0,0,0,0,0,0,0,0,0,0,0,0,0,0,0,0,0,0,0,0,0,0,0,0,0,0,0,0,0,0,0,0,0,0,0,0,0,0,0,0,0,0,0,0,0,0,0,0,0,0,0,0,0,0,0,0,0,0,0,0,0,0,0,0,0,0,0,0,0,0,0,0,0,0,0,0,0,0,0,0,0,0,0,0,0,0,0,0,0,0]
[8.75,0,0,0,0,0,0,0,0,0,0,0,0,0,0,0,0,0,0,0,0,0,0,0,0,0,0,0,0,0,0,0,0,0,0,0,0,0,0,0,0,0,0,0,0,0,0,0,0,0,0,0,0,0,0,0,0,0,0,0,0,0,0,0,0,0,0,0,0,0,0,0,0,0,0,0,0,0,0,0,0,0,0,0,0,0,0,0,0,0,0,0,0,0,0,0,0,0,0,0,0,0,0,0,0,0,0,0,0]
[8.8333300000000001,0,0,0,0,0,0,0,0,0,0,0,0,0,0,0,0,0,0,0,0,0,0,0,0,0,0,0,0,0,0,0,0,0,0,0,0,0,0,0,0,0,0,0,0,0,0,0,0,0,0,0,0,0,0,0,0,0,0,0,0,0,0,0,0,0,0,0,0,0,0,0,0,0,0,0,0,0,0,0,0,0,0,0,0,0,0,0,0,0,0,0,0,0,0,0,0,0,0,0,0,0,0,0,0,0,0,0,0]
[8.9166699999999999,0,0,0,0,0,0,0,0,0,0,0,0,0,0,0,0,0,0,0,0,0,0,0,0,0,0,0,0,0,0,0,0,0,0,0,0,0,0,0,0,0,0,0,0,0,0,0,0,0,0,0,0,0,0,0,0,0,0,0,0,0,0,0,0,0,0,0,0,0,0,0,0,0,0,0,0,0,0,0,0,0,0,0,0,0,0,0,0,0,0,0,0,0,0,0,0,0,0,0,0,0,0,0,0,0,0,0,0]
[9,0,0,0,0,0,0,0,0,0,0,0,0,0,0,0,0,0,0,0,0,0,0,0,0,0,0,0,0,0,0,0,0,0,0,0,0,0,0,0,0,0,0,0,0,0,0,0,0,0,0,0,0,0,0,0,0,0,0,0,0,0,0,0,0,0,0,0,0,0,0,0,0,0,0,0,0,0,0,0,0,0,0,0,0,0,0,0,0,0,0,0,0,0,0,0,0,0,0,0,0,0,0,0,0,0,0,0,0]
[9.0833300000000001,0,0,0,0,0,0,0,0,0,0,0,0,0,0,0,0,0,0,0,0,0,0,0,0,0,0,0,0,0,0,0,0,0,0,0,0,0,0,0,0,0,0,0,0,0,0,0,0,0,0,0,0,0,0,0,0,0,0,0,0,0,0,0,0,0,0,0,0,0,0,0,0,0,0,0,0,0,0,0,0,0,0,0,0,0,0,0,0,0,0,0,0,0,0,0,0,0,0,0,0,0,0,0,0,0,0,0,0]
[9.1666699999999999,0,0,0,0,0,0,0,0,0,0,0,0,0,0,0,0,0,0,0,0,0,0,0,0,0,0,0,0,0,0,0,0,0,0,0,0,0,0,0,0,0,0,0,0,0,0,0,0,0,0,0,0,0,0,0,0,0,0,0,0,0,0,0,0,0,0,0,0,0,0,0,0,0,0,0,0,0,0,0,0,0,0,0,0,0,0,0,0,0,0,0,0,0,0,0,0,0,0,0,0,0,0,0,0,0,0,0,0]
[9.25,0,0,0,0,0,0,0,0,0,0,0,0,0,0,0,0,0,0,0,0,0,0,0,0,0,0,0,0,0,0,0,0,0,0,0,0,0,0,0,0,0,0,0,0,0,0,0,0,0,0,0,0,0,0,0,0,0,0,0,0,0,0,0,0,0,0,0,0,0,0,0,0,0,0,0,0,0,0,0,0,0,0,0,0,0,0,0,0,0,0,0,0,0,0,0,0,0,0,0,0,0,0,0,0,0,0,0,0]
[9.3333300000000001,0,0,0,0,0,0,0,0,0,0,0,0,0,0,0,0,0,0,0,0,0,0,0,0,0,0,0,0,0,0,0,0,0,0,0,0,0,0,0,0,0,0,0,0,0,0,0,0,0,0,0,0,0,0,0,0,0,0,0,0,0,0,0,0,0,0,0,0,0,0,0,0,0,0,0,0,0,0,0,0,0,0,0,0,0,0,0,0,0,0,0,0,0,0,0,0,0,0,0,0,0,0,0,0,0,0,0,0]
[9.4166699999999999,0,0,0,0,0,0,0,0,0,0,0,0,0,0,0,0,0,0,0,0,0,0,0,0,0,0,0,0,0,0,0,0,0,0,0,0,0,0,0,0,0,0,0,0,0,0,0,0,0,0,0,0,0,0,0,0,0,0,0,0,0,0,0,0,0,0,0,0,0,0,0,0,0,0,0,0,0,0,0,0,0,0,0,0,0,0,0,0,0,0,0,0,0,0,0,0,0,0,0,0,0,0,0,0,0,0,0,0]
[9.5,0,0,0,0,0,0,0,0,0,0,0,0,0,0,0,0,0,0,0,0,0,0,0,0,0,0,0,0,0,0,0,0,0,0,0,0,0,0,0,0,0,0,0,0,0,0,0,0,0,0,0,0,0,0,0,0,0,0,0,0,0,0,0,0,0,0,0,0,0,0,0,0,0,0,0,0,0,0,0,0,0,0,0,0,0,0,0,0,0,0,0,0,0,0,0,0,0,0,0,0,0,0,0,0,0,0,0,0]
[9.5833300000000001,0,0,0,0,0,0,0,0,0,0,0,0,0,0,0,0,0,0,0,0,0,0,0,0,0,0,0,0,0,0,0,0,0,0,0,0,0,0,0,0,0,0,0,0,0,0,0,0,0,0,0,0,0,0,0,0,0,0,0,0,0,0,0,0,0,0,0,0,0,0,0,0,0,0,0,0,0,0,0,0,0,0,0,0,0,0,0,0,0,0,0,0,0,0,0,0,0,0,0,0,0,0,0,0,0,0,0,0]
[9.6666699999999999,0,0,0,0,0,0,0,0,0,0,0,0,0,0,0,0,0,0,0,0,0,0,0,0,0,0,0,0,0,0,0,0,0,0,0,0,0,0,0,0,0,0,0,0,0,0,0,0,0,0,0,0,0,0,0,0,0,0,0,0,0,0,0,0,0,0,0,0,0,0,0,0,0,0,0,0,0,0,0,0,0,0,0,0,0,0,0,0,0,0,0,0,0,0,0,0,0,0,0,0,0,0,0,0,0,0,0,0]
[9.75,0,0,0,0,0,0,0,0,0,0,0,0,0,0,0,0,0,0,0,0,0,0,0,0,0,0,0,0,0,0,0,0,0,0,0,0,0,0,0,0,0,0,0,0,0,0,0,0,0,0,0,0,0,0,0,0,0,0,0,0,0,0,0,0,0,0,0,0,0,0,0,0,0,0,0,0,0,0,0,0,0,0,0,0,0,0,0,0,0,0,0,0,0,0,0,0,0,0,0,0,0,0,0,0,0,0,0,0]
[9.8333300000000001,0,0,0,0,0,0,0,0,0,0,0,0,0,0,0,0,0,0,0,0,0,0,0,0,0,0,0,0,0,0,0,0,0,0,0,0,0,0,0,0,0,0,0,0,0,0,0,0,0,0,0,0,0,0,0,0,0,0,0,0,0,0,0,0,0,0,0,0,0,0,0,0,0,0,0,0,0,0,0,0,0,0,0,0,0,0,0,0,0,0,0,0,0,0,0,0,0,0,0,0,0,0,0,0,0,0,0,0]
[9.9166699999999999,0,0,0,0,0,0,0,0,0,0,0,0,0,0,0,0,0,0,0,0,0,0,0,0,0,0,0,0,0,0,0,0,0,0,0,0,0,0,0,0,0,0,0,0,0,0,0,0,0,0,0,0,0,0,0,0,0,0,0,0,0,0,0,0,0,0,0,0,0,0,0,0,0,0,0,0,0,0,0,0,0,0,0,0,0,0,0,0,0,0,0,0,0,0,0,0,0,0,0,0,0,0,0,0,0,0,0,0]
[10,0,0,0,0,0,0,0,0,0,0,0,0,0,0,0,0,0,0,0,0,0,0,0,0,0,0,0,0,0,0,0,0,0,0,0,0,0,0,0,0,0,0,0,0,0,0,0,0,0,0,0,0,0,0,0,0,0,0,0,0,0,0,0,0,0,0,0,0,0,0,0,0,0,0,0,0,0,0,0,0,0,0,0,0,0,0,0,0,0,0,0,0,0,0,0,0,0,0,0,0,0,0,0,0,0,0,0,0]
[10.083299999999999,0,0,0,0,0,0,0,0,0,0,0,0,0,0,0,0,0,0,0,0,0,0,0,0,0,0,0,0,0,0,0,0,0,0,0,0,0,0,0,0,0,0,0,0,0,0,0,0,0,0,0,0,0,0,0,0,0,0,0,0,0,0,0,0,0,0,0,0,0,0,0,0,0,0,0,0,0,0,0,0,0,0,0,0,0,0,0,0,0,0,0,0,0,0,0,0,0,0,0,0,0,0,0,0,0,0,0,0]
[10.166700000000001,0,0,0,0,0,0,0,0,0,0,0,0,0,0,0,0,0,0,0,0,0,0,0,0,0,0,0,0,0,0,0,0,0,0,0,0,0,0,0,0,0,0,0,0,0,0,0,0,0,0,0,0,0,0,0,0,0,0,0,0,0,0,0,0,0,0,0,0,0,0,0,0,0,0,0,0,0,0,0,0,0,0,0,0,0,0,0,0,0,0,0,0,0,0,0,0,0,0,0,0,0,0,0,0,0,0,0,0]
[10.25,0,0,0,0,0,0,0,0,0,0,0,0,0,0,0,0,0,0,0,0,0,0,0,0,0,0,0,0,0,0,0,0,0,0,0,0,0,0,0,0,0,0,0,0,0,0,0,0,0,0,0,0,0,0,0,0,0,0,0,0,0,0,0,0,0,0,0,0,0,0,0,0,0,0,0,0,0,0,0,0,0,0,0,0,0,0,0,0,0,0,0,0,0,0,0,0,0,0,0,0,0,0,0,0,0,0,0,0]
[10.333299999999999,0,0,0,0,0,0,0,0,0,0,0,0,0,0,0,0,0,0,0,0,0,0,0,0,0,0,0,0,0,0,0,0,0,0,0,0,0,0,0,0,0,0,0,0,0,0,0,0,0,0,0,0,0,0,0,0,0,0,0,0,0,0,0,0,0,0,0,0,0,0,0,0,0,0,0,0,0,0,0,0,0,0,0,0,0,0,0,0,0,0,0,0,0,0,0,0,0,0,0,0,0,0,0,0,0,0,0,0]
[10.416700000000001,0,0,0,0,0,0,0,0,0,0,0,0,0,0,0,0,0,0,0,0,0,0,0,0,0,0,0,0,0,0,0,0,0,0,0,0,0,0,0,0,0,0,0,0,0,0,0,0,0,0,0,0,0,0,0,0,0,0,0,0,0,0,0,0,0,0,0,0,0,0,0,0,0,0,0,0,0,0,0,0,0,0,0,0,0,0,0,0,0,0,0,0,0,0,0,0,0,0,0,0,0,0,0,0,0,0,0,0]
[10.5,0,0,0,0,0,0,0,0,0,0,0,0,0,0,0,0,0,0,0,0,0,0,0,0,0,0,0,0,0,0,0,0,0,0,0,0,0,0,0,0,0,0,0,0,0,0,0,0,0,0,0,0,0,0,0,0,0,0,0,0,0,0,0,0,0,0,0,0,0,0,0,0,0,0,0,0,0,0,0,0,0,0,0,0,0,0,0,0,0,0,0,0,0,0,0,0,0,0,0,0,0,0,0,0,0,0,0,0]
[10.583299999999999,0,0,0,0,0,0,0,0,0,0,0,0,0,0,0,0,0,0,0,0,0,0,0,0,0,0,0,0,0,0,0,0,0,0,0,0,0,0,0,0,0,0,0,0,0,0,0,0,0,0,0,0,0,0,0,0,0,0,0,0,0,0,0,0,0,0,0,0,0,0,0,0,0,0,0,0,0,0,0,0,0,0,0,0,0,0,0,0,0,0,0,0,0,0,0,0,0,0,0,0,0,0,0,0,0,0,0,0]
[10.666700000000001,0,0,0,0,0,0,0,0,0,0,0,0,0,0,0,0,0,0,0,0,0,0,0,0,0,0,0,0,0,0,0,0,0,0,0,0,0,0,0,0,0,0,0,0,0,0,0,0,0,0,0,0,0,0,0,0,0,0,0,0,0,0,0,0,0,0,0,0,0,0,0,0,0,0,0,0,0,0,0,0,0,0,0,0,0,0,0,0,0,0,0,0,0,0,0,0,0,0,0,0,0,0,0,0,0,0,0,0]
[10.75,0,0,0,0,0,0,0,0,0,0,0,0,0,0,0,0,0,0,0,0,0,0,0,0,0,0,0,0,0,0,0,0,0,0,0,0,0,0,0,0,0,0,0,0,0,0,0,0,0,0,0,0,0,0,0,0,0,0,0,0,0,0,0,0,0,0,0,0,0,0,0,0,0,0,0,0,0,0,0,0,0,0,0,0,0,0,0,0,0,0,0,0,0,0,0,0,0,0,0,0,0,0,0,0,0,0,0,0]
[10.833299999999999,0,0,0,0,0,0,0,0,0,0,0,0,0,0,0,0,0,0,0,0,0,0,0,0,0,0,0,0,0,0,0,0,0,0,0,0,0,0,0,0,0,0,0,0,0,0,0,0,0,0,0,0,0,0,0,0,0,0,0,0,0,0,0,0,0,0,0,0,0,0,0,0,0,0,0,0,0,0,0,0,0,0,0,0,0,0,0,0,0,0,0,0,0,0,0,0,0,0,0,0,0,0,0,0,0,0,0,0]
[10.916700000000001,0,0,0,0,0,0,0,0,0,0,0,0,0,0,0,0,0,0,0,0,0,0,0,0,0,0,0,0,0,0,0,0,0,0,0,0,0,0,0,0,0,0,0,0,0,0,0,0,0,0,0,0,0,0,0,0,0,0,0,0,0,0,0,0,0,0,0,0,0,0,0,0,0,0,0,0,0,0,0,0,0,0,0,0,0,0,0,0,0,0,0,0,0,0,0,0,0,0,0,0,0,0,0,0,0,0,0,0]
[11,0,0,0,0,0,0,0,0,0,0,0,0,0,0,0,0,0,0,0,0,0,0,0,0,0,0,0,0,0,0,0,0,0,0,0,0,0,0,0,0,0,0,0,0,0,0,0,0,0,0,0,0,0,0,0,0,0,0,0,0,0,0,0,0,0,0,0,0,0,0,0,0,0,0,0,0,0,0,0,0,0,0,0,0,0,0,0,0,0,0,0,0,0,0,0,0,0,0,0,0,0,0,0,0,0,0,0,0]
[11.083299999999999,0,0,0,0,0,0,0,0,0,0,0,0,0,0,0,0,0,0,0,0,0,0,0,0,0,0,0,0,0,0,0,0,0,0,0,0,0,0,0,0,0,0,0,0,0,0,0,0,0,0,0,0,0,0,0,0,0,0,0,0,0,0,0,0,0,0,0,0,0,0,0,0,0,0,0,0,0,0,0,0,0,0,0,0,0,0,0,0,0,0,0,0,0,0,0,0,0,0,0,0,0,0,0,0,0,0,0,0]
[11.166700000000001,0,0,0,0,0,0,0,0,0,0,0,0,0,0,0,0,0,0,0,0,0,0,0,0,0,0,0,0,0,0,0,0,0,0,0,0,0,0,0,0,0,0,0,0,0,0,0,0,0,0,0,0,0,0,0,0,0,0,0,0,0,0,0,0,0,0,0,0,0,0,0,0,0,0,0,0,0,0,0,0,0,0,0,0,0,0,0,0,0,0,0,0,0,0,0,0,0,0,0,0,0,0,0,0,0,0,0,0]
[11.25,0,0,0,0,0,0,0,0,0,0,0,0,0,0,0,0,0,0,0,0,0,0,0,0,0,0,0,0,0,0,0,0,0,0,0,0,0,0,0,0,0,0,0,0,0,0,0,0,0,0,0,0,0,0,0,0,0,0,0,0,0,0,0,0,0,0,0,0,0,0,0,0,0,0,0,0,0,0,0,0,0,0,0,0,0,0,0,0,0,0,0,0,0,0,0,0,0,0,0,0,0,0,0,0,0,0,0,0]
[11.333299999999999,0,0,0,0,0,0,0,0,0,0,0,0,0,0,0,0,0,0,0,0,0,0,0,0,0,0,0,0,0,0,0,0,0,0,0,0,0,0,0,0,0,0,0,0,0,0,0,0,0,0,0,0,0,0,0,0,0,0,0,0,0,0,0,0,0,0,0,0,0,0,0,0,0,0,0,0,0,0,0,0,0,0,0,0,0,0,0,0,0,0,0,0,0,0,0,0,0,0,0,0,0,0,0,0,0,0,0,0]
[11.416700000000001,0,0,0,0,0,0,0,0,0,0,0,0,0,0,0,0,0,0,0,0,0,0,0,0,0,0,0,0,0,0,0,0,0,0,0,0,0,0,0,0,0,0,0,0,0,0,0,0,0,0,0,0,0,0,0,0,0,0,0,0,0,0,0,0,0,0,0,0,0,0,0,0,0,0,0,0,0,0,0,0,0,0,0,0,0,0,0,0,0,0,0,0,0,0,0,0,0,0,0,0,0,0,0,0,0,0,0,0]
[11.5,0,0,0,0,0,0,0,0,0,0,0,0,0,0,0,0,0,0,0,0,0,0,0,0,0,0,0,0,0,0,0,0,0,0,0,0,0,0,0,0,0,0,0,0,0,0,0,0,0,0,0,0,0,0,0,0,0,0,0,0,0,0,0,0,0,0,0,0,0,0,0,0,0,0,0,0,0,0,0,0,0,0,0,0,0,0,0,0,0,0,0,0,0,0,0,0,0,0,0,0,0,0,0,0,0,0,0,0]
[11.583299999999999,0,0,0,0,0,0,0,0,0,0,0,0,0,0,0,0,0,0,0,0,0,0,0,0,0,0,0,0,0,0,0,0,0,0,0,0,0,0,0,0,0,0,0,0,0,0,0,0,0,0,0,0,0,0,0,0,0,0,0,0,0,0,0,0,0,0,0,0,0,0,0,0,0,0,0,0,0,0,0,0,0,0,0,0,0,0,0,0,0,0,0,0,0,0,0,0,0,0,0,0,0,0,0,0,0,0,0,0]
[11.666700000000001,0,0,0,0,0,0,0,0,0,0,0,0,0,0,0,0,0,0,0,0,0,0,0,0,0,0,0,0,0,0,0,0,0,0,0,0,0,0,0,0,0,0,0,0,0,0,0,0,0,0,0,0,0,0,0,0,0,0,0,0,0,0,0,0,0,0,0,0,0,0,0,0,0,0,0,0,0,0,0,0,0,0,0,0,0,0,0,0,0,0,0,0,0,0,0,0,0,0,0,0,0,0,0,0,0,0,0,0]
[11.75,0,0,0,0,0,0,0,0,0,0,0,0,0,0,0,0,0,0,0,0,0,0,0,0,0,0,0,0,0,0,0,0,0,0,0,0,0,0,0,0,0,0,0,0,0,0,0,0,0,0,0,0,0,0,0,0,0,0,0,0,0,0,0,0,0,0,0,0,0,0,0,0,0,0,0,0,0,0,0,0,0,0,0,0,0,0,0,0,0,0,0,0,0,0,0,0,0,0,0,0,0,0,0,0,0,0,0,0]
[11.833299999999999,0,0,0,0,0,0,0,0,0,0,0,0,0,0,0,0,0,0,0,0,0,0,0,0,0,0,0,0,0,0,0,0,0,0,0,0,0,0,0,0,0,0,0,0,0,0,0,0,0,0,0,0,0,0,0,0,0,0,0,0,0,0,0,0,0,0,0,0,0,0,0,0,0,0,0,0,0,0,0,0,0,0,0,0,0,0,0,0,0,0,0,0,0,0,0,0,0,0,0,0,0,0,0,0,0,0,0,0]
[11.916700000000001,0,0,0,0,0,0,0,0,0,0,0,0,0,0,0,0,0,0,0,0,0,0,0,0,0,0,0,0,0,0,0,0,0,0,0,0,0,0,0,0,0,0,0,0,0,0,0,0,0,0,0,0,0,0,0,0,0,0,0,0,0,0,0,0,0,0,0,0,0,0,0,0,0,0,0,0,0,0,0,0,0,0,0,0,0,0,0,0,0,0,0,0,0,0,0,0,0,0,0,0,0,0,0,0,0,0,0,0]
[12,0,0,0,0,0,0,0,0,0,0,0,0,0,0,0,0,0,0,0,0,0,0,0,0,0,0,0,0,0,0,0,0,0,0,0,0,0,0,0,0,0,0,0,0,0,0,0,0,0,0,0,0,0,0,0,0,0,0,0,0,0,0,0,0,0,0,0,0,0,0,0,0,0,0,0,0,0,0,0,0,0,0,0,0,0,0,0,0,0,0,0,0,0,0,0,0,0,0,0,0,0,0,0,0,0,0,0,0]
[12.083299999999999,0,0,0,0,0,0,0,0,0,0,0,0,0,0,0,0,0,0,0,0,0,0,0,0,0,0,0,0,0,0,0,0,0,0,0,0,0,0,0,0,0,0,0,0,0,0,0,0,0,0,0,0,0,0,0,0,0,0,0,0,0,0,0,0,0,0,0,0,0,0,0,0,0,0,0,0,0,0,0,0,0,0,0,0,0,0,0,0,0,0,0,0,0,0,0,0,0,0,0,0,0,0,0,0,0,0,0,0]
[12.166700000000001,0,0,0,0,0,0,0,0,0,0,0,0,0,0,0,0,0,0,0,0,0,0,0,0,0,0,0,0,0,0,0,0,0,0,0,0,0,0,0,0,0,0,0,0,0,0,0,0,0,0,0,0,0,0,0,0,0,0,0,0,0,0,0,0,0,0,0,0,0,0,0,0,0,0,0,0,0,0,0,0,0,0,0,0,0,0,0,0,0,0,0,0,0,0,0,0,0,0,0,0,0,0,0,0,0,0,0,0]
[12.25,0,0,0,0,0,0,0,0,0,0,0,0,0,0,0,0,0,0,0,0,0,0,0,0,0,0,0,0,0,0,0,0,0,0,0,0,0,0,0,0,0,0,0,0,0,0,0,0,0,0,0,0,0,0,0,0,0,0,0,0,0,0,0,0,0,0,0,0,0,0,0,0,0,0,0,0,0,0,0,0,0,0,0,0,0,0,0,0,0,0,0,0,0,0,0,0,0,0,0,0,0,0,0,0,0,0,0,0]
[12.333299999999999,0,0,0,0,0,0,0,0,0,0,0,0,0,0,0,0,0,0,0,0,0,0,0,0,0,0,0,0,0,0,0,0,0,0,0,0,0,0,0,0,0,0,0,0,0,0,0,0,0,0,0,0,0,0,0,0,0,0,0,0,0,0,0,0,0,0,0,0,0,0,0,0,0,0,0,0,0,0,0,0,0,0,0,0,0,0,0,0,0,0,0,0,0,0,0,0,0,0,0,0,0,0,0,0,0,0,0,0]
[12.416700000000001,0,0,0,0,0,0,0,0,0,0,0,0,0,0,0,0,0,0,0,0,0,0,0,0,0,0,0,0,0,0,0,0,0,0,0,0,0,0,0,0,0,0,0,0,0,0,0,0,0,0,0,0,0,0,0,0,0,0,0,0,0,0,0,0,0,0,0,0,0,0,0,0,0,0,0,0,0,0,0,0,0,0,0,0,0,0,0,0,0,0,0,0,0,0,0,0,0,0,0,0,0,0,0,0,0,0,0,0]
[12.5,0,0,0,0,0,0,0,0,0,0,0,0,0,0,0,0,0,0,0,0,0,0,0,0,0,0,0,0,0,0,0,0,0,0,0,0,0,0,0,0,0,0,0,0,0,0,0,0,0,0,0,0,0,0,0,0,0,0,0,0,0,0,0,0,0,0,0,0,0,0,0,0,0,0,0,0,0,0,0,0,0,0,0,0,0,0,0,0,0,0,0,0,0,0,0,0,0,0,0,0,0,0,0,0,0,0,0,0]
[12.583299999999999,0,0,0,0,0,0,0,0,0,0,0,0,0,0,0,0,0,0,0,0,0,0,0,0,0,0,0,0,0,0,0,0,0,0,0,0,0,0,0,0,0,0,0,0,0,0,0,0,0,0,0,0,0,0,0,0,0,0,0,0,0,0,0,0,0,0,0,0,0,0,0,0,0,0,0,0,0,0,0,0,0,0,0,0,0,0,0,0,0,0,0,0,0,0,0,0,0,0,0,0,0,0,0,0,0,0,0,0]
[12.666700000000001,0,0,0,0,0,0,0,0,0,0,0,0,0,0,0,0,0,0,0,0,0,0,0,0,0,0,0,0,0,0,0,0,0,0,0,0,0,0,0,0,0,0,0,0,0,0,0,0,0,0,0,0,0,0,0,0,0,0,0,0,0,0,0,0,0,0,0,0,0,0,0,0,0,0,0,0,0,0,0,0,0,0,0,0,0,0,0,0,0,0,0,0,0,0,0,0,0,0,0,0,0,0,0,0,0,0,0,0]
[12.75,0,0,0,0,0,0,0,0,0,0,0,0,0,0,0,0,0,0,0,0,0,0,0,0,0,0,0,0,0,0,0,0,0,0,0,0,0,0,0,0,0,0,0,0,0,0,0,0,0,0,0,0,0,0,0,0,0,0,0,0,0,0,0,0,0,0,0,0,0,0,0,0,0,0,0,0,0,0,0,0,0,0,0,0,0,0,0,0,0,0,0,0,0,0,0,0,0,0,0,0,0,0,0,0,0,0,0,0]
[12.833299999999999,0,0,0,0,0,0,0,0,0,0,0,0,0,0,0,0,0,0,0,0,0,0,0,0,0,0,0,0,0,0,0,0,0,0,0,0,0,0,0,0,0,0,0,0,0,0,0,0,0,0,0,0,0,0,0,0,0,0,0,0,0,0,0,0,0,0,0,0,0,0,0,0,0,0,0,0,0,0,0,0,0,0,0,0,0,0,0,0,0,0,0,0,0,0,0,0,0,0,0,0,0,0,0,0,0,0,0,0]
[12.916700000000001,0,0,0,0,0,0,0,0,0,0,0,0,0,0,0,0,0,0,0,0,0,0,0,0,0,0,0,0,0,0,0,0,0,0,0,0,0,0,0,0,0,0,0,0,0,0,0,0,0,0,0,0,0,0,0,0,0,0,0,0,0,0,0,0,0,0,0,0,0,0,0,0,0,0,0,0,0,0,0,0,0,0,0,0,0,0,0,0,0,0,0,0,0,0,0,0,0,0,0,0,0,0,0,0,0,0,0,0]
[13,0,0,0,0,0,0,0,0,0,0,0,0,0,0,0,0,0,0,0,0,0,0,0,0,0,0,0,0,0,0,0,0,0,0,0,0,0,0,0,0,0,0,0,0,0,0,0,0,0,0,0,0,0,0,0,0,0,0,0,0,0,0,0,0,0,0,0,0,0,0,0,0,0,0,0,0,0,0,0,0,0,0,0,0,0,0,0,0,0,0,0,0,0,0,0,0,0,0,0,0,0,0,0,0,0,0,0,0]
[13.083299999999999,0,0,0,0,0,0,0,0,0,0,0,0,0,0,0,0,0,0,0,0,0,0,0,0,0,0,0,0,0,0,0,0,0,0,0,0,0,0,0,0,0,0,0,0,0,0,0,0,0,0,0,0,0,0,0,0,0,0,0,0,0,0,0,0,0,0,0,0,0,0,0,0,0,0,0,0,0,0,0,0,0,0,0,0,0,0,0,0,0,0,0,0,0,0,0,0,0,0,0,0,0,0,0,0,0,0,0,0]
[13.166700000000001,0,0,0,0,0,0,0,0,0,0,0,0,0,0,0,0,0,0,0,0,0,0,0,0,0,0,0,0,0,0,0,0,0,0,0,0,0,0,0,0,0,0,0,0,0,0,0,0,0,0,0,0,0,0,0,0,0,0,0,0,0,0,0,0,0,0,0,0,0,0,0,0,0,0,0,0,0,0,0,0,0,0,0,0,0,0,0,0,0,0,0,0,0,0,0,0,0,0,0,0,0,0,0,0,0,0,0,0]
[13.25,0,0,0,0,0,0,0,0,0,0,0,0,0,0,0,0,0,0,0,0,0,0,0,0,0,0,0,0,0,0,0,0,0,0,0,0,0,0,0,0,0,0,0,0,0,0,0,0,0,0,0,0,0,0,0,0,0,0,0,0,0,0,0,0,0,0,0,0,0,0,0,0,0,0,0,0,0,0,0,0,0,0,0,0,0,0,0,0,0,0,0,0,0,0,0,0,0,0,0,0,0,0,0,0,0,0,0,0]
[13.333299999999999,0,0,0,0,0,0,0,0,0,0,0,0,0,0,0,0,0,0,0,0,0,0,0,0,0,0,0,0,0,0,0,0,0,0,0,0,0,0,0,0,0,0,0,0,0,0,0,0,0,0,0,0,0,0,0,0,0,0,0,0,0,0,0,0,0,0,0,0,0,0,0,0,0,0,0,0,0,0,0,0,0,0,0,0,0,0,0,0,0,0,0,0,0,0,0,0,0,0,0,0,0,0,0,0,0,0,0,0]
[13.416700000000001,0,0,0,0,0,0,0,0,0,0,0,0,0,0,0,0,0,0,0,0,0,0,0,0,0,0,0,0,0,0,0,0,0,0,0,0,0,0,0,0,0,0,0,0,0,0,0,0,0,0,0,0,0,0,0,0,0,0,0,0,0,0,0,0,0,0,0,0,0,0,0,0,0,0,0,0,0,0,0,0,0,0,0,0,0,0,0,0,0,0,0,0,0,0,0,0,0,0,0,0,0,0,0,0,0,0,0,0]
[13.5,0,0,0,0,0,0,0,0,0,0,0,0,0,0,0,0,0,0,0,0,0,0,0,0,0,0,0,0,0,0,0,0,0,0,0,0,0,0,0,0,0,0,0,0,0,0,0,0,0,0,0,0,0,0,0,0,0,0,0,0,0,0,0,0,0,0,0,0,0,0,0,0,0,0,0,0,0,0,0,0,0,0,0,0,0,0,0,0,0,0,0,0,0,0,0,0,0,0,0,0,0,0,0,0,0,0,0,0]
[13.583299999999999,0,0,0,0,0,0,0,0,0,0,0,0,0,0,0,0,0,0,0,0,0,0,0,0,0,0,0,0,0,0,0,0,0,0,0,0,0,0,0,0,0,0,0,0,0,0,0,0,0,0,0,0,0,0,0,0,0,0,0,0,0,0,0,0,0,0,0,0,0,0,0,0,0,0,0,0,0,0,0,0,0,0,0,0,0,0,0,0,0,0,0,0,0,0,0,0,0,0,0,0,0,0,0,0,0,0,0,0]
[13.666700000000001,0,0,0,0,0,0,0,0,0,0,0,0,0,0,0,0,0,0,0,0,0,0,0,0,0,0,0,0,0,0,0,0,0,0,0,0,0,0,0,0,0,0,0,0,0,0,0,0,0,0,0,0,0,0,0,0,0,0,0,0,0,0,0,0,0,0,0,0,0,0,0,0,0,0,0,0,0,0,0,0,0,0,0,0,0,0,0,0,0,0,0,0,0,0,0,0,0,0,0,0,0,0,0,0,0,0,0,0]
[13.75,0,0,0,0,0,0,0,0,0,0,0,0,0,0,0,0,0,0,0,0,0,0,0,0,0,0,0,0,0,0,0,0,0,0,0,0,0,0,0,0,0,0,0,0,0,0,0,0,0,0,0,0,0,0,0,0,0,0,0,0,0,0,0,0,0,0,0,0,0,0,0,0,0,0,0,0,0,0,0,0,0,0,0,0,0,0,0,0,0,0,0,0,0,0,0,0,0,0,0,0,0,0,0,0,0,0,0,0]
[13.833299999999999,0,0,0,0,0,0,0,0,0,0,0,0,0,0,0,0,0,0,0,0,0,0,0,0,0,0,0,0,0,0,0,0,0,0,0,0,0,0,0,0,0,0,0,0,0,0,0,0,0,0,0,0,0,0,0,0,0,0,0,0,0,0,0,0,0,0,0,0,0,0,0,0,0,0,0,0,0,0,0,0,0,0,0,0,0,0,0,0,0,0,0,0,0,0,0,0,0,0,0,0,0,0,0,0,0,0,0,0]
[13.916700000000001,0,0,0,0,0,0,0,0,0,0,0,0,0,0,0,0,0,0,0,0,0,0,0,0,0,0,0,0,0,0,0,0,0,0,0,0,0,0,0,0,0,0,0,0,0,0,0,0,0,0,0,0,0,0,0,0,0,0,0,0,0,0,0,0,0,0,0,0,0,0,0,0,0,0,0,0,0,0,0,0,0,0,0,0,0,0,0,0,0,0,0,0,0,0,0,0,0,0,0,0,0,0,0,0,0,0,0,0]
[14,0,0,0,0,0,0,0,0,0,0,0,0,0,0,0,0,0,0,0,0,0,0,0,0,0,0,0,0,0,0,0,0,0,0,0,0,0,0,0,0,0,0,0,0,0,0,0,0,0,0,0,0,0,0,0,0,0,0,0,0,0,0,0,0,0,0,0,0,0,0,0,0,0,0,0,0,0,0,0,0,0,0,0,0,0,0,0,0,0,0,0,0,0,0,0,0,0,0,0,0,0,0,0,0,0,0,0,0]
[14.083299999999999,0,0,0,0,0,0,0,0,0,0,0,0,0,0,0,0,0,0,0,0,0,0,0,0,0,0,0,0,0,0,0,0,0,0,0,0,0,0,0,0,0,0,0,0,0,0,0,0,0,0,0,0,0,0,0,0,0,0,0,0,0,0,0,0,0,0,0,0,0,0,0,0,0,0,0,0,0,0,0,0,0,0,0,0,0,0,0,0,0,0,0,0,0,0,0,0,0,0,0,0,0,0,0,0,0,0,0,0]
[14.166700000000001,0,0,0,0,0,0,0,0,0,0,0,0,0,0,0,0,0,0,0,0,0,0,0,0,0,0,0,0,0,0,0,0,0,0,0,0,0,0,0,0,0,0,0,0,0,0,0,0,0,0,0,0,0,0,0,0,0,0,0,0,0,0,0,0,0,0,0,0,0,0,0,0,0,0,0,0,0,0,0,0,0,0,0,0,0,0,0,0,0,0,0,0,0,0,0,0,0,0,0,0,0,0,0,0,0,0,0,0]
[14.25,0,0,0,0,0,0,0,0,0,0,0,0,0,0,0,0,0,0,0,0,0,0,0,0,0,0,0,0,0,0,0,0,0,0,0,0,0,0,0,0,0,0,0,0,0,0,0,0,0,0,0,0,0,0,0,0,0,0,0,0,0,0,0,0,0,0,0,0,0,0,0,0,0,0,0,0,0,0,0,0,0,0,0,0,0,0,0,0,0,0,0,0,0,0,0,0,0,0,0,0,0,0,0,0,0,0,0,0]
[14.333299999999999,0,0,0,0,0,0,0,0,0,0,0,0,0,0,0,0,0,0,0,0,0,0,0,0,0,0,0,0,0,0,0,0,0,0,0,0,0,0,0,0,0,0,0,0,0,0,0,0,0,0,0,0,0,0,0,0,0,0,0,0,0,0,0,0,0,0,0,0,0,0,0,0,0,0,0,0,0,0,0,0,0,0,0,0,0,0,0,0,0,0,0,0,0,0,0,0,0,0,0,0,0,0,0,0,0,0,0,0]
[14.416700000000001,0,0,0,0,0,0,0,0,0,0,0,0,0,0,0,0,0,0,0,0,0,0,0,0,0,0,0,0,0,0,0,0,0,0,0,0,0,0,0,0,0,0,0,0,0,0,0,0,0,0,0,0,0,0,0,0,0,0,0,0,0,0,0,0,0,0,0,0,0,0,0,0,0,0,0,0,0,0,0,0,0,0,0,0,0,0,0,0,0,0,0,0,0,0,0,0,0,0,0,0,0,0,0,0,0,0,0,0]
[14.5,0,0,0,0,0,0,0,0,0,0,0,0,0,0,0,0,0,0,0,0,0,0,0,0,0,0,0,0,0,0,0,0,0,0,0,0,0,0,0,0,0,0,0,0,0,0,0,0,0,0,0,0,0,0,0,0,0,0,0,0,0,0,0,0,0,0,0,0,0,0,0,0,0,0,0,0,0,0,0,0,0,0,0,0,0,0,0,0,0,0,0,0,0,0,0,0,0,0,0,0,0,0,0,0,0,0,0,0]
[14.583299999999999,0,0,0,0,0,0,0,0,0,0,0,0,0,0,0,0,0,0,0,0,0,0,0,0,0,0,0,0,0,0,0,0,0,0,0,0,0,0,0,0,0,0,0,0,0,0,0,0,0,0,0,0,0,0,0,0,0,0,0,0,0,0,0,0,0,0,0,0,0,0,0,0,0,0,0,0,0,0,0,0,0,0,0,0,0,0,0,0,0,0,0,0,0,0,0,0,0,0,0,0,0,0,0,0,0,0,0,0]
[14.666700000000001,0,0,0,0,0,0,0,0,0,0,0,0,0,0,0,0,0,0,0,0,0,0,0,0,0,0,0,0,0,0,0,0,0,0,0,0,0,0,0,0,0,0,0,0,0,0,0,0,0,0,0,0,0,0,0,0,0,0,0,0,0,0,0,0,0,0,0,0,0,0,0,0,0,0,0,0,0,0,0,0,0,0,0,0,0,0,0,0,0,0,0,0,0,0,0,0,0,0,0,0,0,0,0,0,0,0,0,0]
[14.75,0,0,0,0,0,0,0,0,0,0,0,0,0,0,0,0,0,0,0,0,0,0,0,0,0,0,0,0,0,0,0,0,0,0,0,0,0,0,0,0,0,0,0,0,0,0,0,0,0,0,0,0,0,0,0,0,0,0,0,0,0,0,0,0,0,0,0,0,0,0,0,0,0,0,0,0,0,0,0,0,0,0,0,0,0,0,0,0,0,0,0,0,0,0,0,0,0,0,0,0,0,0,0,0,0,0,0,0]
[14.833299999999999,0,0,0,0,0,0,0,0,0,0,0,0,0,0,0,0,0,0,0,0,0,0,0,0,0,0,0,0,0,0,0,0,0,0,0,0,0,0,0,0,0,0,0,0,0,0,0,0,0,0,0,0,0,0,0,0,0,0,0,0,0,0,0,0,0,0,0,0,0,0,0,0,0,0,0,0,0,0,0,0,0,0,0,0,0,0,0,0,0,0,0,0,0,0,0,0,0,0,0,0,0,0,0,0,0,0,0,0]
[14.916700000000001,0,0,0,0,0,0,0,0,0,0,0,0,0,0,0,0,0,0,0,0,0,0,0,0,0,0,0,0,0,0,0,0,0,0,0,0,0,0,0,0,0,0,0,0,0,0,0,0,0,0,0,0,0,0,0,0,0,0,0,0,0,0,0,0,0,0,0,0,0,0,0,0,0,0,0,0,0,0,0,0,0,0,0,0,0,0,0,0,0,0,0,0,0,0,0,0,0,0,0,0,0,0,0,0,0,0,0,0]
[15,0,0,0,0,0,0,0,0,0,0,0,0,0,0,0,0,0,0,0,0,0,0,0,0,0,0,0,0,0,0,0,0,0,0,0,0,0,0,0,0,0,0,0,0,0,0,0,0,0,0,0,0,0,0,0,0,0,0,0,0,0,0,0,0,0,0,0,0,0,0,0,0,0,0,0,0,0,0,0,0,0,0,0,0,0,0,0,0,0,0,0,0,0,0,0,0,0,0,0,0,0,0,0,0,0,0,0,0]
[15.083299999999999,0,0,0,0,0,0,0,0,0,0,0,0,0,0,0,0,0,0,0,0,0,0,0,0,0,0,0,0,0,0,0,0,0,0,0,0,0,0,0,0,0,0,0,0,0,0,0,0,0,0,0,0,0,0,0,0,0,0,0,0,0,0,0,0,0,0,0,0,0,0,0,0,0,0,0,0,0,0,0,0,0,0,0,0,0,0,0,0,0,0,0,0,0,0,0,0,0,0,0,0,0,0,0,0,0,0,0,0]
[15.166700000000001,0,0,0,0,0,0,0,0,0,0,0,0,0,0,0,0,0,0,0,0,0,0,0,0,0,0,0,0,0,0,0,0,0,0,0,0,0,0,0,0,0,0,0,0,0,0,0,0,0,0,0,0,0,0,0,0,0,0,0,0,0,0,0,0,0,0,0,0,0,0,0,0,0,0,0,0,0,0,0,0,0,0,0,0,0,0,0,0,0,0,0,0,0,0,0,0,0,0,0,0,0,0,0,0,0,0,0,0]
[15.25,0,0,0,0,0,0,0,0,0,0,0,0,0,0,0,0,0,0,0,0,0,0,0,0,0,0,0,0,0,0,0,0,0,0,0,0,0,0,0,0,0,0,0,0,0,0,0,0,0,0,0,0,0,0,0,0,0,0,0,0,0,0,0,0,0,0,0,0,0,0,0,0,0,0,0,0,0,0,0,0,0,0,0,0,0,0,0,0,0,0,0,0,0,0,0,0,0,0,0,0,0,0,0,0,0,0,0,0]
[15.333299999999999,0,0,0,0,0,0,0,0,0,0,0,0,0,0,0,0,0,0,0,0,0,0,0,0,0,0,0,0,0,0,0,0,0,0,0,0,0,0,0,0,0,0,0,0,0,0,0,0,0,0,0,0,0,0,0,0,0,0,0,0,0,0,0,0,0,0,0,0,0,0,0,0,0,0,0,0,0,0,0,0,0,0,0,0,0,0,0,0,0,0,0,0,0,0,0,0,0,0,0,0,0,0,0,0,0,0,0,0]
[15.416700000000001,0,0,0,0,0,0,0,0,0,0,0,0,0,0,0,0,0,0,0,0,0,0,0,0,0,0,0,0,0,0,0,0,0,0,0,0,0,0,0,0,0,0,0,0,0,0,0,0,0,0,0,0,0,0,0,0,0,0,0,0,0,0,0,0,0,0,0,0,0,0,0,0,0,0,0,0,0,0,0,0,0,0,0,0,0,0,0,0,0,0,0,0,0,0,0,0,0,0,0,0,0,0,0,0,0,0,0,0]
[15.5,0,0,0,0,0,0,0,0,0,0,0,0,0,0,0,0,0,0,0,0,0,0,0,0,0,0,0,0,0,0,0,0,0,0,0,0,0,0,0,0,0,0,0,0,0,0,0,0,0,0,0,0,0,0,0,0,0,0,0,0,0,0,0,0,0,0,0,0,0,0,0,0,0,0,0,0,0,0,0,0,0,0,0,0,0,0,0,0,0,0,0,0,0,0,0,0,0,0,0,0,0,0,0,0,0,0,0,0]
[15.583299999999999,0,0,0,0,0,0,0,0,0,0,0,0,0,0,0,0,0,0,0,0,0,0,0,0,0,0,0,0,0,0,0,0,0,0,0,0,0,0,0,0,0,0,0,0,0,0,0,0,0,0,0,0,0,0,0,0,0,0,0,0,0,0,0,0,0,0,0,0,0,0,0,0,0,0,0,0,0,0,0,0,0,0,0,0,0,0,0,0,0,0,0,0,0,0,0,0,0,0,0,0,0,0,0,0,0,0,0,0]
[15.666700000000001,0,0,0,0,0,0,0,0,0,0,0,0,0,0,0,0,0,0,0,0,0,0,0,0,0,0,0,0,0,0,0,0,0,0,0,0,0,0,0,0,0,0,0,0,0,0,0,0,0,0,0,0,0,0,0,0,0,0,0,0,0,0,0,0,0,0,0,0,0,0,0,0,0,0,0,0,0,0,0,0,0,0,0,0,0,0,0,0,0,0,0,0,0,0,0,0,0,0,0,0,0,0,0,0,0,0,0,0]
[15.75,0,0,0,0,0,0,0,0,0,0,0,0,0,0,0,0,0,0,0,0,0,0,0,0,0,0,0,0,0,0,0,0,0,0,0,0,0,0,0,0,0,0,0,0,0,0,0,0,0,0,0,0,0,0,0,0,0,0,0,0,0,0,0,0,0,0,0,0,0,0,0,0,0,0,0,0,0,0,0,0,0,0,0,0,0,0,0,0,0,0,0,0,0,0,0,0,0,0,0,0,0,0,0,0,0,0,0,0]
[15.833299999999999,0,0,0,0,0,0,0,0,0,0,0,0,0,0,0,0,0,0,0,0,0,0,0,0,0,0,0,0,0,0,0,0,0,0,0,0,0,0,0,0,0,0,0,0,0,0,0,0,0,0,0,0,0,0,0,0,0,0,0,0,0,0,0,0,0,0,0,0,0,0,0,0,0,0,0,0,0,0,0,0,0,0,0,0,0,0,0,0,0,0,0,0,0,0,0,0,0,0,0,0,0,0,0,0,0,0,0,0]
[15.916700000000001,0,0,0,0,0,0,0,0,0,0,0,0,0,0,0,0,0,0,0,0,0,0,0,0,0,0,0,0,0,0,0,0,0,0,0,0,0,0,0,0,0,0,0,0,0,0,0,0,0,0,0,0,0,0,0,0,0,0,0,0,0,0,0,0,0,0,0,0,0,0,0,0,0,0,0,0,0,0,0,0,0,0,0,0,0,0,0,0,0,0,0,0,0,0,0,0,0,0,0,0,0,0,0,0,0,0,0,0]
[16,0,0,0,0,0,0,0,0,0,0,0,0,0,0,0,0,0,0,0,0,0,0,0,0,0,0,0,0,0,0,0,0,0,0,0,0,0,0,0,0,0,0,0,0,0,0,0,0,0,0,0,0,0,0,0,0,0,0,0,0,0,0,0,0,0,0,0,0,0,0,0,0,0,0,0,0,0,0,0,0,0,0,0,0,0,0,0,0,0,0,0,0,0,0,0,0,0,0,0,0,0,0,0,0,0,0,0,0]
[16.083300000000001,0,0,0,0,0,0,0,0,0,0,0,0,0,0,0,0,0,0,0,0,0,0,0,0,0,0,0,0,0,0,0,0,0,0,0,0,0,0,0,0,0,0,0,0,0,0,0,0,0,0,0,0,0,0,0,0,0,0,0,0,0,0,0,0,0,0,0,0,0,0,0,0,0,0,0,0,0,0,0,0,0,0,0,0,0,0,0,0,0,0,0,0,0,0,0,0,0,0,0,0,0,0,0,0,0,0,0,0]
[16.166699999999999,0,0,0,0,0,0,0,0,0,0,0,0,0,0,0,0,0,0,0,0,0,0,0,0,0,0,0,0,0,0,0,0,0,0,0,0,0,0,0,0,0,0,0,0,0,0,0,0,0,0,0,0,0,0,0,0,0,0,0,0,0,0,0,0,0,0,0,0,0,0,0,0,0,0,0,0,0,0,0,0,0,0,0,0,0,0,0,0,0,0,0,0,0,0,0,0,0,0,0,0,0,0,0,0,0,0,0,0]
[16.25,0,0,0,0,0,0,0,0,0,0,0,0,0,0,0,0,0,0,0,0,0,0,0,0,0,0,0,0,0,0,0,0,0,0,0,0,0,0,0,0,0,0,0,0,0,0,0,0,0,0,0,0,0,0,0,0,0,0,0,0,0,0,0,0,0,0,0,0,0,0,0,0,0,0,0,0,0,0,0,0,0,0,0,0,0,0,0,0,0,0,0,0,0,0,0,0,0,0,0,0,0,0,0,0,0,0,0,0]
[16.333300000000001,0,0,0,0,0,0,0,0,0,0,0,0,0,0,0,0,0,0,0,0,0,0,0,0,0,0,0,0,0,0,0,0,0,0,0,0,0,0,0,0,0,0,0,0,0,0,0,0,0,0,0,0,0,0,0,0,0,0,0,0,0,0,0,0,0,0,0,0,0,0,0,0,0,0,0,0,0,0,0,0,0,0,0,0,0,0,0,0,0,0,0,0,0,0,0,0,0,0,0,0,0,0,0,0,0,0,0,0]
[16.416699999999999,0,0,0,0,0,0,0,0,0,0,0,0,0,0,0,0,0,0,0,0,0,0,0,0,0,0,0,0,0,0,0,0,0,0,0,0,0,0,0,0,0,0,0,0,0,0,0,0,0,0,0,0,0,0,0,0,0,0,0,0,0,0,0,0,0,0,0,0,0,0,0,0,0,0,0,0,0,0,0,0,0,0,0,0,0,0,0,0,0,0,0,0,0,0,0,0,0,0,0,0,0,0,0,0,0,0,0,0]
[16.5,0,0,0,0,0,0,0,0,0,0,0,0,0,0,0,0,0,0,0,0,0,0,0,0,0,0,0,0,0,0,0,0,0,0,0,0,0,0,0,0,0,0,0,0,0,0,0,0,0,0,0,0,0,0,0,0,0,0,0,0,0,0,0,0,0,0,0,0,0,0,0,0,0,0,0,0,0,0,0,0,0,0,0,0,0,0,0,0,0,0,0,0,0,0,0,0,0,0,0,0,0,0,0,0,0,0,0,0]
[16.583300000000001,0,0,0,0,0,0,0,0,0,0,0,0,0,0,0,0,0,0,0,0,0,0,0,0,0,0,0,0,0,0,0,0,0,0,0,0,0,0,0,0,0,0,0,0,0,0,0,0,0,0,0,0,0,0,0,0,0,0,0,0,0,0,0,0,0,0,0,0,0,0,0,0,0,0,0,0,0,0,0,0,0,0,0,0,0,0,0,0,0,0,0,0,0,0,0,0,0,0,0,0,0,0,0,0,0,0,0,0]
[16.666699999999999,0,0,0,0,0,0,0,0,0,0,0,0,0,0,0,0,0,0,0,0,0,0,0,0,0,0,0,0,0,0,0,0,0,0,0,0,0,0,0,0,0,0,0,0,0,0,0,0,0,0,0,0,0,0,0,0,0,0,0,0,0,0,0,0,0,0,0,0,0,0,0,0,0,0,0,0,0,0,0,0,0,0,0,0,0,0,0,0,0,0,0,0,0,0,0,0,0,0,0,0,0,0,0,0,0,0,0,0]
[16.75,0,0,0,0,0,0,0,0,0,0,0,0,0,0,0,0,0,0,0,0,0,0,0,0,0,0,0,0,0,0,0,0,0,0,0,0,0,0,0,0,0,0,0,0,0,0,0,0,0,0,0,0,0,0,0,0,0,0,0,0,0,0,0,0,0,0,0,0,0,0,0,0,0,0,0,0,0,0,0,0,0,0,0,0,0,0,0,0,0,0,0,0,0,0,0,0,0,0,0,0,0,0,0,0,0,0,0,0]
[16.833300000000001,0,0,0,0,0,0,0,0,0,0,0,0,0,0,0,0,0,0,0,0,0,0,0,0,0,0,0,0,0,0,0,0,0,0,0,0,0,0,0,0,0,0,0,0,0,0,0,0,0,0,0,0,0,0,0,0,0,0,0,0,0,0,0,0,0,0,0,0,0,0,0,0,0,0,0,0,0,0,0,0,0,0,0,0,0,0,0,0,0,0,0,0,0,0,0,0,0,0,0,0,0,0,0,0,0,0,0,0]
[16.916699999999999,0,0,0,0,0,0,0,0,0,0,0,0,0,0,0,0,0,0,0,0,0,0,0,0,0,0,0,0,0,0,0,0,0,0,0,0,0,0,0,0,0,0,0,0,0,0,0,0,0,0,0,0,0,0,0,0,0,0,0,0,0,0,0,0,0,0,0,0,0,0,0,0,0,0,0,0,0,0,0,0,0,0,0,0,0,0,0,0,0,0,0,0,0,0,0,0,0,0,0,0,0,0,0,0,0,0,0,0]
[17,0,0,0,0,0,0,0,0,0,0,0,0,0,0,0,0,0,0,0,0,0,0,0,0,0,0,0,0,0,0,0,0,0,0,0,0,0,0,0,0,0,0,0,0,0,0,0,0,0,0,0,0,0,0,0,0,0,0,0,0,0,0,0,0,0,0,0,0,0,0,0,0,0,0,0,0,0,0,0,0,0,0,0,0,0,0,0,0,0,0,0,0,0,0,0,0,0,0,0,0,0,0,0,0,0,0,0,0]
[17.083300000000001,0,0,0,0,0,0,0,0,0,0,0,0,0,0,0,0,0,0,0,0,0,0,0,0,0,0,0,0,0,0,0,0,0,0,0,0,0,0,0,0,0,0,0,0,0,0,0,0,0,0,0,0,0,0,0,0,0,0,0,0,0,0,0,0,0,0,0,0,0,0,0,0,0,0,0,0,0,0,0,0,0,0,0,0,0,0,0,0,0,0,0,0,0,0,0,0,0,0,0,0,0,0,0,0,0,0,0,0]
[17.166699999999999,0,0,0,0,0,0,0,0,0,0,0,0,0,0,0,0,0,0,0,0,0,0,0,0,0,0,0,0,0,0,0,0,0,0,0,0,0,0,0,0,0,0,0,0,0,0,0,0,0,0,0,0,0,0,0,0,0,0,0,0,0,0,0,0,0,0,0,0,0,0,0,0,0,0,0,0,0,0,0,0,0,0,0,0,0,0,0,0,0,0,0,0,0,0,0,0,0,0,0,0,0,0,0,0,0,0,0,0]
[17.25,0,0,0,0,0,0,0,0,0,0,0,0,0,0,0,0,0,0,0,0,0,0,0,0,0,0,0,0,0,0,0,0,0,0,0,0,0,0,0,0,0,0,0,0,0,0,0,0,0,0,0,0,0,0,0,0,0,0,0,0,0,0,0,0,0,0,0,0,0,0,0,0,0,0,0,0,0,0,0,0,0,0,0,0,0,0,0,0,0,0,0,0,0,0,0,0,0,0,0,0,0,0,0,0,0,0,0,0]
[17.333300000000001,0,0,0,0,0,0,0,0,0,0,0,0,0,0,0,0,0,0,0,0,0,0,0,0,0,0,0,0,0,0,0,0,0,0,0,0,0,0,0,0,0,0,0,0,0,0,0,0,0,0,0,0,0,0,0,0,0,0,0,0,0,0,0,0,0,0,0,0,0,0,0,0,0,0,0,0,0,0,0,0,0,0,0,0,0,0,0,0,0,0,0,0,0,0,0,0,0,0,0,0,0,0,0,0,0,0,0,0]
[17.416699999999999,0,0,0,0,0,0,0,0,0,0,0,0,0,0,0,0,0,0,0,0,0,0,0,0,0,0,0,0,0,0,0,0,0,0,0,0,0,0,0,0,0,0,0,0,0,0,0,0,0,0,0,0,0,0,0,0,0,0,0,0,0,0,0,0,0,0,0,0,0,0,0,0,0,0,0,0,0,0,0,0,0,0,0,0,0,0,0,0,0,0,0,0,0,0,0,0,0,0,0,0,0,0,0,0,0,0,0,0]
[17.5,0,0,0,0,0,0,0,0,0,0,0,0,0,0,0,0,0,0,0,0,0,0,0,0,0,0,0,0,0,0,0,0,0,0,0,0,0,0,0,0,0,0,0,0,0,0,0,0,0,0,0,0,0,0,0,0,0,0,0,0,0,0,0,0,0,0,0,0,0,0,0,0,0,0,0,0,0,0,0,0,0,0,0,0,0,0,0,0,0,0,0,0,0,0,0,0,0,0,0,0,0,0,0,0,0,0,0,0]
[17.583300000000001,0,0,0,0,0,0,0,0,0,0,0,0,0,0,0,0,0,0,0,0,0,0,0,0,0,0,0,0,0,0,0,0,0,0,0,0,0,0,0,0,0,0,0,0,0,0,0,0,0,0,0,0,0,0,0,0,0,0,0,0,0,0,0,0,0,0,0,0,0,0,0,0,0,0,0,0,0,0,0,0,0,0,0,0,0,0,0,0,0,0,0,0,0,0,0,0,0,0,0,0,0,0,0,0,0,0,0,0]
[17.666699999999999,0,0,0,0,0,0,0,0,0,0,0,0,0,0,0,0,0,0,0,0,0,0,0,0,0,0,0,0,0,0,0,0,0,0,0,0,0,0,0,0,0,0,0,0,0,0,0,0,0,0,0,0,0,0,0,0,0,0,0,0,0,0,0,0,0,0,0,0,0,0,0,0,0,0,0,0,0,0,0,0,0,0,0,0,0,0,0,0,0,0,0,0,0,0,0,0,0,0,0,0,0,0,0,0,0,0,0,0]
[17.75,0,0,0,0,0,0,0,0,0,0,0,0,0,0,0,0,0,0,0,0,0,0,0,0,0,0,0,0,0,0,0,0,0,0,0,0,0,0,0,0,0,0,0,0,0,0,0,0,0,0,0,0,0,0,0,0,0,0,0,0,0,0,0,0,0,0,0,0,0,0,0,0,0,0,0,0,0,0,0,0,0,0,0,0,0,0,0,0,0,0,0,0,0,0,0,0,0,0,0,0,0,0,0,0,0,0,0,0]
[17.833300000000001,0,0,0,0,0,0,0,0,0,0,0,0,0,0,0,0,0,0,0,0,0,0,0,0,0,0,0,0,0,0,0,0,0,0,0,0,0,0,0,0,0,0,0,0,0,0,0,0,0,0,0,0,0,0,0,0,0,0,0,0,0,0,0,0,0,0,0,0,0,0,0,0,0,0,0,0,0,0,0,0,0,0,0,0,0,0,0,0,0,0,0,0,0,0,0,0,0,0,0,0,0,0,0,0,0,0,0,0]
[17.916699999999999,0,0,0,0,0,0,0,0,0,0,0,0,0,0,0,0,0,0,0,0,0,0,0,0,0,0,0,0,0,0,0,0,0,0,0,0,0,0,0,0,0,0,0,0,0,0,0,0,0,0,0,0,0,0,0,0,0,0,0,0,0,0,0,0,0,0,0,0,0,0,0,0,0,0,0,0,0,0,0,0,0,0,0,0,0,0,0,0,0,0,0,0,0,0,0,0,0,0,0,0,0,0,0,0,0,0,0,0]
[18,0,0,0,0,0,0,0,0,0,0,0,0,0,0,0,0,0,0,0,0,0,0,0,0,0,0,0,0,0,0,0,0,0,0,0,0,0,0,0,0,0,0,0,0,0,0,0,0,0,0,0,0,0,0,0,0,0,0,0,0,0,0,0,0,0,0,0,0,0,0,0,0,0,0,0,0,0,0,0,0,0,0,0,0,0,0,0,0,0,0,0,0,0,0,0,0,0,0,0,0,0,0,0,0,0,0,0,0]
[18.083300000000001,0,0,0,0,0,0,0,0,0,0,0,0,0,0,0,0,0,0,0,0,0,0,0,0,0,0,0,0,0,0,0,0,0,0,0,0,0,0,0,0,0,0,0,0,0,0,0,0,0,0,0,0,0,0,0,0,0,0,0,0,0,0,0,0,0,0,0,0,0,0,0,0,0,0,0,0,0,0,0,0,0,0,0,0,0,0,0,0,0,0,0,0,0,0,0,0,0,0,0,0,0,0,0,0,0,0,0,0]
[18.166699999999999,0,0,0,0,0,0,0,0,0,0,0,0,0,0,0,0,0,0,0,0,0,0,0,0,0,0,0,0,0,0,0,0,0,0,0,0,0,0,0,0,0,0,0,0,0,0,0,0,0,0,0,0,0,0,0,0,0,0,0,0,0,0,0,0,0,0,0,0,0,0,0,0,0,0,0,0,0,0,0,0,0,0,0,0,0,0,0,0,0,0,0,0,0,0,0,0,0,0,0,0,0,0,0,0,0,0,0,0]
[18.25,0,0,0,0,0,0,0,0,0,0,0,0,0,0,0,0,0,0,0,0,0,0,0,0,0,0,0,0,0,0,0,0,0,0,0,0,0,0,0,0,0,0,0,0,0,0,0,0,0,0,0,0,0,0,0,0,0,0,0,0,0,0,0,0,0,0,0,0,0,0,0,0,0,0,0,0,0,0,0,0,0,0,0,0,0,0,0,0,0,0,0,0,0,0,0,0,0,0,0,0,0,0,0,0,0,0,0,0]
[18.333300000000001,0,0,0,0,0,0,0,0,0,0,0,0,0,0,0,0,0,0,0,0,0,0,0,0,0,0,0,0,0,0,0,0,0,0,0,0,0,0,0,0,0,0,0,0,0,0,0,0,0,0,0,0,0,0,0,0,0,0,0,0,0,0,0,0,0,0,0,0,0,0,0,0,0,0,0,0,0,0,0,0,0,0,0,0,0,0,0,0,0,0,0,0,0,0,0,0,0,0,0,0,0,0,0,0,0,0,0,0]
[18.416699999999999,0,0,0,0,0,0,0,0,0,0,0,0,0,0,0,0,0,0,0,0,0,0,0,0,0,0,0,0,0,0,0,0,0,0,0,0,0,0,0,0,0,0,0,0,0,0,0,0,0,0,0,0,0,0,0,0,0,0,0,0,0,0,0,0,0,0,0,0,0,0,0,0,0,0,0,0,0,0,0,0,0,0,0,0,0,0,0,0,0,0,0,0,0,0,0,0,0,0,0,0,0,0,0,0,0,0,0,0]
[18.5,0,0,0,0,0,0,0,0,0,0,0,0,0,0,0,0,0,0,0,0,0,0,0,0,0,0,0,0,0,0,0,0,0,0,0,0,0,0,0,0,0,0,0,0,0,0,0,0,0,0,0,0,0,0,0,0,0,0,0,0,0,0,0,0,0,0,0,0,0,0,0,0,0,0,0,0,0,0,0,0,0,0,0,0,0,0,0,0,0,0,0,0,0,0,0,0,0,0,0,0,0,0,0,0,0,0,0,0]
[18.583300000000001,0,0,0,0,0,0,0,0,0,0,0,0,0,0,0,0,0,0,0,0,0,0,0,0,0,0,0,0,0,0,0,0,0,0,0,0,0,0,0,0,0,0,0,0,0,0,0,0,0,0,0,0,0,0,0,0,0,0,0,0,0,0,0,0,0,0,0,0,0,0,0,0,0,0,0,0,0,0,0,0,0,0,0,0,0,0,0,0,0,0,0,0,0,0,0,0,0,0,0,0,0,0,0,0,0,0,0,0]
[18.666699999999999,0,0,0,0,0,0,0,0,0,0,0,0,0,0,0,0,0,0,0,0,0,0,0,0,0,0,0,0,0,0,0,0,0,0,0,0,0,0,0,0,0,0,0,0,0,0,0,0,0,0,0,0,0,0,0,0,0,0,0,0,0,0,0,0,0,0,0,0,0,0,0,0,0,0,0,0,0,0,0,0,0,0,0,0,0,0,0,0,0,0,0,0,0,0,0,0,0,0,0,0,0,0,0,0,0,0,0,0]
[18.75,0,0,0,0,0,0,0,0,0,0,0,0,0,0,0,0,0,0,0,0,0,0,0,0,0,0,0,0,0,0,0,0,0,0,0,0,0,0,0,0,0,0,0,0,0,0,0,0,0,0,0,0,0,0,0,0,0,0,0,0,0,0,0,0,0,0,0,0,0,0,0,0,0,0,0,0,0,0,0,0,0,0,0,0,0,0,0,0,0,0,0,0,0,0,0,0,0,0,0,0,0,0,0,0,0,0,0,0]
[18.833300000000001,0,0,0,0,0,0,0,0,0,0,0,0,0,0,0,0,0,0,0,0,0,0,0,0,0,0,0,0,0,0,0,0,0,0,0,0,0,0,0,0,0,0,0,0,0,0,0,0,0,0,0,0,0,0,0,0,0,0,0,0,0,0,0,0,0,0,0,0,0,0,0,0,0,0,0,0,0,0,0,0,0,0,0,0,0,0,0,0,0,0,0,0,0,0,0,0,0,0,0,0,0,0,0,0,0,0,0,0]
[18.916699999999999,0,0,0,0,0,0,0,0,0,0,0,0,0,0,0,0,0,0,0,0,0,0,0,0,0,0,0,0,0,0,0,0,0,0,0,0,0,0,0,0,0,0,0,0,0,0,0,0,0,0,0,0,0,0,0,0,0,0,0,0,0,0,0,0,0,0,0,0,0,0,0,0,0,0,0,0,0,0,0,0,0,0,0,0,0,0,0,0,0,0,0,0,0,0,0,0,0,0,0,0,0,0,0,0,0,0,0,0]
[19,0,0,0,0,0,0,0,0,0,0,0,0,0,0,0,0,0,0,0,0,0,0,0,0,0,0,0,0,0,0,0,0,0,0,0,0,0,0,0,0,0,0,0,0,0,0,0,0,0,0,0,0,0,0,0,0,0,0,0,0,0,0,0,0,0,0,0,0,0,0,0,0,0,0,0,0,0,0,0,0,0,0,0,0,0,0,0,0,0,0,0,0,0,0,0,0,0,0,0,0,0,0,0,0,0,0,0,0]
[19.083300000000001,0,0,0,0,0,0,0,0,0,0,0,0,0,0,0,0,0,0,0,0,0,0,0,0,0,0,0,0,0,0,0,0,0,0,0,0,0,0,0,0,0,0,0,0,0,0,0,0,0,0,0,0,0,0,0,0,0,0,0,0,0,0,0,0,0,0,0,0,0,0,0,0,0,0,0,0,0,0,0,0,0,0,0,0,0,0,0,0,0,0,0,0,0,0,0,0,0,0,0,0,0,0,0,0,0,0,0,0]
[19.166699999999999,0,0,0,0,0,0,0,0,0,0,0,0,0,0,0,0,0,0,0,0,0,0,0,0,0,0,0,0,0,0,0,0,0,0,0,0,0,0,0,0,0,0,0,0,0,0,0,0,0,0,0,0,0,0,0,0,0,0,0,0,0,0,0,0,0,0,0,0,0,0,0,0,0,0,0,0,0,0,0,0,0,0,0,0,0,0,0,0,0,0,0,0,0,0,0,0,0,0,0,0,0,0,0,0,0,0,0,0]
[19.25,0,0,0,0,0,0,0,0,0,0,0,0,0,0,0,0,0,0,0,0,0,0,0,0,0,0,0,0,0,0,0,0,0,0,0,0,0,0,0,0,0,0,0,0,0,0,0,0,0,0,0,0,0,0,0,0,0,0,0,0,0,0,0,0,0,0,0,0,0,0,0,0,0,0,0,0,0,0,0,0,0,0,0,0,0,0,0,0,0,0,0,0,0,0,0,0,0,0,0,0,0,0,0,0,0,0,0,0]
[19.333300000000001,0,0,0,0,0,0,0,0,0,0,0,0,0,0,0,0,0,0,0,0,0,0,0,0,0,0,0,0,0,0,0,0,0,0,0,0,0,0,0,0,0,0,0,0,0,0,0,0,0,0,0,0,0,0,0,0,0,0,0,0,0,0,0,0,0,0,0,0,0,0,0,0,0,0,0,0,0,0,0,0,0,0,0,0,0,0,0,0,0,0,0,0,0,0,0,0,0,0,0,0,0,0,0,0,0,0,0,0]
[19.416699999999999,0,0,0,0,0,0,0,0,0,0,0,0,0,0,0,0,0,0,0,0,0,0,0,0,0,0,0,0,0,0,0,0,0,0,0,0,0,0,0,0,0,0,0,0,0,0,0,0,0,0,0,0,0,0,0,0,0,0,0,0,0,0,0,0,0,0,0,0,0,0,0,0,0,0,0,0,0,0,0,0,0,0,0,0,0,0,0,0,0,0,0,0,0,0,0,0,0,0,0,0,0,0,0,0,0,0,0,0]
[19.5,0,0,0,0,0,0,0,0,0,0,0,0,0,0,0,0,0,0,0,0,0,0,0,0,0,0,0,0,0,0,0,0,0,0,0,0,0,0,0,0,0,0,0,0,0,0,0,0,0,0,0,0,0,0,0,0,0,0,0,0,0,0,0,0,0,0,0,0,0,0,0,0,0,0,0,0,0,0,0,0,0,0,0,0,0,0,0,0,0,0,0,0,0,0,0,0,0,0,0,0,0,0,0,0,0,0,0,0]
[19.583300000000001,0,0,0,0,0,0,0,0,0,0,0,0,0,0,0,0,0,0,0,0,0,0,0,0,0,0,0,0,0,0,0,0,0,0,0,0,0,0,0,0,0,0,0,0,0,0,0,0,0,0,0,0,0,0,0,0,0,0,0,0,0,0,0,0,0,0,0,0,0,0,0,0,0,0,0,0,0,0,0,0,0,0,0,0,0,0,0,0,0,0,0,0,0,0,0,0,0,0,0,0,0,0,0,0,0,0,0,0]
[19.666699999999999,0,0,0,0,0,0,0,0,0,0,0,0,0,0,0,0,0,0,0,0,0,0,0,0,0,0,0,0,0,0,0,0,0,0,0,0,0,0,0,0,0,0,0,0,0,0,0,0,0,0,0,0,0,0,0,0,0,0,0,0,0,0,0,0,0,0,0,0,0,0,0,0,0,0,0,0,0,0,0,0,0,0,0,0,0,0,0,0,0,0,0,0,0,0,0,0,0,0,0,0,0,0,0,0,0,0,0,0]
[19.75,0,0,0,0,0,0,0,0,0,0,0,0,0,0,0,0,0,0,0,0,0,0,0,0,0,0,0,0,0,0,0,0,0,0,0,0,0,0,0,0,0,0,0,0,0,0,0,0,0,0,0,0,0,0,0,0,0,0,0,0,0,0,0,0,0,0,0,0,0,0,0,0,0,0,0,0,0,0,0,0,0,0,0,0,0,0,0,0,0,0,0,0,0,0,0,0,0,0,0,0,0,0,0,0,0,0,0,0]
[19.833300000000001,0,0,0,0,0,0,0,0,0,0,0,0,0,0,0,0,0,0,0,0,0,0,0,0,0,0,0,0,0,0,0,0,0,0,0,0,0,0,0,0,0,0,0,0,0,0,0,0,0,0,0,0,0,0,0,0,0,0,0,0,0,0,0,0,0,0,0,0,0,0,0,0,0,0,0,0,0,0,0,0,0,0,0,0,0,0,0,0,0,0,0,0,0,0,0,0,0,0,0,0,0,0,0,0,0,0,0,0]
[19.916699999999999,0,0,0,0,0,0,0,0,0,0,0,0,0,0,0,0,0,0,0,0,0,0,0,0,0,0,0,0,0,0,0,0,0,0,0,0,0,0,0,0,0,0,0,0,0,0,0,0,0,0,0,0,0,0,0,0,0,0,0,0,0,0,0,0,0,0,0,0,0,0,0,0,0,0,0,0,0,0,0,0,0,0,0,0,0,0,0,0,0,0,0,0,0,0,0,0,0,0,0,0,0,0,0,0,0,0,0,0]
[20,0,0,0,0,0,0,0,0,0,0,0,0,0,0,0,0,0,0,0,0,0,0,0,0,0,0,0,0,0,0,0,0,0,0,0,0,0,0,0,0,0,0,0,0,0,0,0,0,0,0,0,0,0,0,0,0,0,0,0,0,0,0,0,0,0,0,0,0,0,0,0,0,0,0,0,0,0,0,0,0,0,0,0,0,0,0,0,0,0,0,0,0,0,0,0,0,0,0,0,0,0,0,0,0,0,0,0,0]
[20.166699999999999,0,0,0,0,0,0,0,0,0,0,0,0,0,0,0,0,0,0,0,0,0,0,0,0,0,0,0,0,0,0,0,0,0,0,0,0,0,0,0,0,0,0,0,0,0,0,0,0,0,0,0,0,0,0,0,0,0,0,0,0,0,0,0,0,0,0,0,0,0,0,0,0,0,0,0,0,0,0,0,0,0,0,0,0,0,0,0,0,0,0,0,0,0,0,0,0,0,0,0,0,0,0,0,0,0,0,0,0]
[20.916699999999999,0,0,0,0,0,0,0,0,0,0,0,0,0,0,0,0,0,0,0,0,0,0,0,0,0,0,0,0,0,0,0,0,0,0,0,0,0,0,0,0,0,0,0,0,0,0,0,0,0,0,0,0,0,0,0,0,0,0,0,0,0,0,0,0,0,0,0,0,0,0,0,0,0,0,0,0,0,0,0,0,0,0,0,0,0,0,0,0,0,0,0,0,0,0,0,0,0,0,0,0,0,0,0,0,0,0,0,0]
[22,0,0,0,0,0,0,0,0,0,0,0,0,0,0,0,0,0,0,0,0,0,0,0,0,0,0,0,0,0,0,0,0,0,0,0,0,0,0,0,0,0,0,0,0,0,0,0,0,0,0,0,0,0,0,0,0,0,0,0,0,0,0,0,0,0,0,0,0,0,0,0,0,0,0,0,0,0,0,0,0,0,0,0,0,0,0,0,0,0,0,0,0,0,0,0,0,0,0,0,0,0,0,0,0,0,0,0,0]
[22.5,0,0,0,0,0,0,0,0,0,0,0,0,0,0,0,0,0,0,0,0,0,0,0,0,0,0,0,0,0,0,0,0,0,0,0,0,0,0,0,0,0,0,0,0,0,0,0,0,0,0,0,0,0,0,0,0,0,0,0,0,0,0,0,0,0,0,0,0,0,0,0,0,0,0,0,0,0,0,0,0,0,0,0,0,0,0,0,0,0,0,0,0,0,0,0,0,0,0,0,0,0,0,0,0,0,0,0,0]
[23.25,0,0,0,0,0,0,0,0,0,0,0,0,0,0,0,0,0,0,0,0,0,0,0,0,0,0,0,0,0,0,0,0,0,0,0,0,0,0,0,0,0,0,0,0,0,0,0,0,0,0,0,0,0,0,0,0,0,0,0,0,0,0,0,0,0,0,0,0,0,0,0,0,0,0,0,0,0,0,0,0,0,0,0,0,0,0,0,0,0,0,0,0,0,0,0,0,0,0,0,0,0,0,0,0,0,0,0,0]
[23.666699999999999,0,0,0,0,0,0,0,0,0,0,0,0,0,0,0,0,0,0,0,0,0,0,0,0,0,0,0,0,0,0,0,0,0,0,0,0,0,0,0,0,0,0,0,0,0,0,0,0,0,0,0,0,0,0,0,0,0,0,0,0,0,0,0,0,0,0,0,0,0,0,0,0,0,0,0,0,0,0,0,0,0,0,0,0,0,0,0,0,0,0,0,0,0,0,0,0,0,0,0,0,0,0,0,0,0,0,0,0]
[24.833300000000001,0,0,0,0,0,0,0,0,0,0,0,0,0,0,0,0,0,0,0,0,0,0,0,0,0,0,0,0,0,0,0,0,0,0,0,0,0,0,0,0,0,0,0,0,0,0,0,0,0,0,0,0,0,0,0,0,0,0,0,0,0,0,0,0,0,0,0,0,0,0,0,0,0,0,0,0,0,0,0,0,0,0,0,0,0,0,0,0,0,0,0,0,0,0,0,0,0,0,0,0,0,0,0,0,0,0,0,0]
[25.166699999999999,0,0,0,0,0,0,0,0,0,0,0,0,0,0,0,0,0,0,0,0,0,0,0,0,0,0,0,0,0,0,0,0,0,0,0,0,0,0,0,0,0,0,0,0,0,0,0,0,0,0,0,0,0,0,0,0,0,0,0,0,0,0,0,0,0,0,0,0,0,0,0,0,0,0,0,0,0,0,0,0,0,0,0,0,0,0,0,0,0,0,0,0,0,0,0,0,0,0,0,0,0,0,0,0,0,0,0,0]
[25.75,0,0,0,0,0,0,0,0,0,0,0,0,0,0,0,0,0,0,0,0,0,0,0,0,0,0,0,0,0,0,0,0,0,0,0,0,0,0,0,0,0,0,0,0,0,0,0,0,0,0,0,0,0,0,0,0,0,0,0,0,0,0,0,0,0,0,0,0,0,0,0,0,0,0,0,0,0,0,0,0,0,0,0,0,0,0,0,0,0,0,0,0,0,0,0,0,0,0,0,0,0,0,0,0,0,0,0,0]
[26.5,0,0,0,0,0,0,0,0,0,0,0,0,0,0,0,0,0,0,0,0,0,0,0,0,0,0,0,0,0,0,0,0,0,0,0,0,0,0,0,0,0,0,0,0,0,0,0,0,0,0,0,0,0,0,0,0,0,0,0,0,0,0,0,0,0,0,0,0,0,0,0,0,0,0,0,0,0,0,0,0,0,0,0,0,0,0,0,0,0,0,0,0,0,0,0,0,0,0,0,0,0,0,0,0,0,0,0,0]
[27.583300000000001,0,0,0,0,0,0,0,0,0,0,0,0,0,0,0,0,0,0,0,0,0,0,0,0,0,0,0,0,0,0,0,0,0,0,0,0,0,0,0,0,0,0,0,0,0,0,0,0,0,0,0,0,0,0,0,0,0,0,0,0,0,0,0,0,0,0,0,0,0,0,0,0,0,0,0,0,0,0,0,0,0,0,0,0,0,0,0,0,0,0,0,0,0,0,0,0,0,0,0,0,0,0,0,0,0,0,0,0]
[28.083300000000001,0,0,0,0,0,0,0,0,0,0,0,0,0,0,0,0,0,0,0,0,0,0,0,0,0,0,0,0,0,0,0,0,0,0,0,0,0,0,0,0,0,0,0,0,0,0,0,0,0,0,0,0,0,0,0,0,0,0,0,0,0,0,0,0,0,0,0,0,0,0,0,0,0,0,0,0,0,0,0,0,0,0,0,0,0,0,0,0,0,0,0,0,0,0,0,0,0,0,0,0,0,0,0,0,0,0,0,0]
[29.083300000000001,0,0,0,0,0,0,0,0,0,0,0,0,0,0,0,0,0,0,0,0,0,0,0,0,0,0,0,0,0,0,0,0,0,0,0,0,0,0,0,0,0,0,0,0,0,0,0,0,0,0,0,0,0,0,0,0,0,0,0,0,0,0,0,0,0,0,0,0,0,0,0,0,0,0,0,0,0,0,0,0,0,0,0,0,0,0,0,0,0,0,0,0,0,0,0,0,0,0,0,0,0,0,0,0,0,0,0,0]
[29.666699999999999,0,0,0,0,0,0,0,0,0,0,0,0,0,0,0,0,0,0,0,0,0,0,0,0,0,0,0,0,0,0,0,0,0,0,0,0,0,0,0,0,0,0,0,0,0,0,0,0,0,0,0,0,0,0,0,0,0,0,0,0,0,0,0,0,0,0,0,0,0,0,0,0,0,0,0,0,0,0,0,0,0,0,0,0,0,0,0,0,0,0,0,0,0,0,0,0,0,0,0,0,0,0,0,0,0,0,0,0]
[30.416699999999999,0,0,0,0,0,0,0,0,0,0,0,0,0,0,0,0,0,0,0,0,0,0,0,0,0,0,0,0,0,0,0,0,0,0,0,0,0,0,0,0,0,0,0,0,0,0,0,0,0,0,0,0,0,0,0,0,0,0,0,0,0,0,0,0,0,0,0,0,0,0,0,0,0,0,0,0,0,0,0,0,0,0,0,0,0,0,0,0,0,0,0,0,0,0,0,0,0,0,0,0,0,0,0,0,0,0,0,0]
[30.75,0,0,0,0,0,0,0,0,0,0,0,0,0,0,0,0,0,0,0,0,0,0,0,0,0,0,0,0,0,0,0,0,0,0,0,0,0,0,0,0,0,0,0,0,0,0,0,0,0,0,0,0,0,0,0,0,0,0,0,0,0,0,0,0,0,0,0,0,0,0,0,0,0,0,0,0,0,0,0,0,0,0,0,0,0,0,0,0,0,0,0,0,0,0,0,0,0,0,0,0,0,0,0,0,0,0,0,0]
[31.333300000000001,0,0,0,0,0,0,0,0,0,0,0,0,0,0,0,0,0,0,0,0,0,0,0,0,0,0,0,0,0,0,0,0,0,0,0,0,0,0,0,0,0,0,0,0,0,0,0,0,0,0,0,0,0,0,0,0,0,0,0,0,0,0,0,0,0,0,0,0,0,0,0,0,0,0,0,0,0,0,0,0,0,0,0,0,0,0,0,0,0,0,0,0,0,0,0,0,0,0,0,0,0,0,0,0,0,0,0,0]
[32.25,0,0,0,0,0,0,0,0,0,0,0,0,0,0,0,0,0,0,0,0,0,0,0,0,0,0,0,0,0,0,0,0,0,0,0,0,0,0,0,0,0,0,0,0,0,0,0,0,0,0,0,0,0,0,0,0,0,0,0,0,0,0,0,0,0,0,0,0,0,0,0,0,0,0,0,0,0,0,0,0,0,0,0,0,0,0,0,0,0,0,0,0,0,0,0,0,0,0,0,0,0,0,0,0,0,0,0,0]
[32.916699999999999,0,0,0,0,0,0,0,0,0,0,0,0,0,0,0,0,0,0,0,0,0,0,0,0,0,0,0,0,0,0,0,0,0,0,0,0,0,0,0,0,0,0,0,0,0,0,0,0,0,0,0,0,0,0,0,0,0,0,0,0,0,0,0,0,0,0,0,0,0,0,0,0,0,0,0,0,0,0,0,0,0,0,0,0,0,0,0,0,0,0,0,0,0,0,0,0,0,0,0,0,0,0,0,0,0,0,0,0]
[33.666699999999999,0,0,0,0,0,0,0,0,0,0,0,0,0,0,0,0,0,0,0,0,0,0,0,0,0,0,0,0,0,0,0,0,0,0,0,0,0,0,0,0,0,0,0,0,0,0,0,0,0,0,0,0,0,0,0,0,0,0,0,0,0,0,0,0,0,0,0,0,0,0,0,0,0,0,0,0,0,0,0,0,0,0,0,0,0,0,0,0,0,0,0,0,0,0,0,0,0,0,0,0,0,0,0,0,0,0,0,0]
[34.666699999999999,0,0,0,0,0,0,0,0,0,0,0,0,0,0,0,0,0,0,0,0,0,0,0,0,0,0,0,0,0,0,0,0,0,0,0,0,0,0,0,0,0,0,0,0,0,0,0,0,0,0,0,0,0,0,0,0,0,0,0,0,0,0,0,0,0,0,0,0,0,0,0,0,0,0,0,0,0,0,0,0,0,0,0,0,0,0,0,0,0,0,0,0,0,0,0,0,0,0,0,0,0,0,0,0,0,0,0,0]
[35.25,0,0,0,0,0,0,0,0,0,0,0,0,0,0,0,0,0,0,0,0,0,0,0,0,0,0,0,0,0,0,0,0,0,0,0,0,0,0,0,0,0,0,0,0,0,0,0,0,0,0,0,0,0,0,0,0,0,0,0,0,0,0,0,0,0,0,0,0,0,0,0,0,0,0,0,0,0,0,0,0,0,0,0,0,0,0,0,0,0,0,0,0,0,0,0,0,0,0,0,0,0,0,0,0,0,0,0,0]
[35.416699999999999,0,0,0,0,0,0,0,0,0,0,0,0,0,0,0,0,0,0,0,0,0,0,0,0,0,0,0,0,0,0,0,0,0,0,0,0,0,0,0,0,0,0,0,0,0,0,0,0,0,0,0,0,0,0,0,0,0,0,0,0,0,0,0,0,0,0,0,0,0,0,0,0,0,0,0,0,0,0,0,0,0,0,0,0,0,0,0,0,0,0,0,0,0,0,0,0,0,0,0,0,0,0,0,0,0,0,0,0]
[36.166699999999999,0,0,0,0,0,0,0,0,0,0,0,0,0,0,0,0,0,0,0,0,0,0,0,0,0,0,0,0,0,0,0,0,0,0,0,0,0,0,0,0,0,0,0,0,0,0,0,0,0,0,0,0,0,0,0,0,0,0,0,0,0,0,0,0,0,0,0,0,0,0,0,0,0,0,0,0,0,0,0,0,0,0,0,0,0,0,0,0,0,0,0,0,0,0,0,0,0,0,0,0,0,0,0,0,0,0,0,0]
[36.916699999999999,0,0,0,0,0,0,0,0,0,0,0,0,0,0,0,0,0,0,0,0,0,0,0,0,0,0,0,0,0,0,0,0,0,0,0,0,0,0,0,0,0,0,0,0,0,0,0,0,0,0,0,0,0,0,0,0,0,0,0,0,0,0,0,0,0,0,0,0,0,0,0,0,0,0,0,0,0,0,0,0,0,0,0,0,0,0,0,0,0,0,0,0,0,0,0,0,0,0,0,0,0,0,0,0,0,0,0,0]
[37.833300000000001,0,0,0,0,0,0,0,0,0,0,0,0,0,0,0,0,0,0,0,0,0,0,0,0,0,0,0,0,0,0,0,0,0,0,0,0,0,0,0,0,0,0,0,0,0,0,0,0,0,0,0,0,0,0,0,0,0,0,0,0,0,0,0,0,0,0,0,0,0,0,0,0,0,0,0,0,0,0,0,0,0,0,0,0,0,0,0,0,0,0,0,0,0,0,0,0,0,0,0,0,0,0,0,0,0,0,0,0]
[38.5,0,0,0,0,0,0,0,0,0,0,0,0,0,0,0,0,0,0,0,0,0,0,0,0,0,0,0,0,0,0,0,0,0,0,0,0,0,0,0,0,0,0,0,0,0,0,0,0,0,0,0,0,0,0,0,0,0,0,0,0,0,0,0,0,0,0,0,0,0,0,0,0,0,0,0,0,0,0,0,0,0,0,0,0,0,0,0,0,0,0,0,0,0,0,0,0,0,0,0,0,0,0,0,0,0,0,0,0]
[39.25,0,0,0,0,0,0,0,0,0,0,0,0,0,0,0,0,0,0,0,0,0,0,0,0,0,0,0,0,0,0,0,0,0,0,0,0,0,0,0,0,0,0,0,0,0,0,0,0,0,0,0,0,0,0,0,0,0,0,0,0,0,0,0,0,0,0,0,0,0,0,0,0,0,0,0,0,0,0,0,0,0,0,0,0,0,0,0,0,0,0,0,0,0,0,0,0,0,0,0,0,0,0,0,0,0,0,0,0]
[40.25,0,0,0,0,0,0,0,0,0,0,0,0,0,0,0,0,0,0,0,0,0,0,0,0,0,0,0,0,0,0,0,0,0,0,0,0,0,0,0,0,0,0,0,0,0,0,0,0,0,0,0,0,0,0,0,0,0,0,0,0,0,0,0,0,0,0,0,0,0,0,0,0,0,0,0,0,0,0,0,0,0,0,0,0,0,0,0,0,0,0,0,0,0,0,0,0,0,0,0,0,0,0,0,0,0,0,0,0]
[40.833300000000001,0,0,0,0,0,0,0,0,0,0,0,0,0,0,0,0,0,0,0,0,0,0,0,0,0,0,0,0,0,0,0,0,0,0,0,0,0,0,0,0,0,0,0,0,0,0,0,0,0,0,0,0,0,0,0,0,0,0,0,0,0,0,0,0,0,0,0,0,0,0,0,0,0,0,0,0,0,0,0,0,0,0,0,0,0,0,0,0,0,0,0,0,0,0,0,0,0,0,0,0,0,0,0,0,0,0,0,0]
[41,0,0,0,0,0,0,0,0,0,0,0,0,0,0,0,0,0,0,0,0,0,0,0,0,0,0,0,0,0,0,0,0,0,0,0,0,0,0,0,0,0,0,0,0,0,0,0,0,0,0,0,0,0,0,0,0,0,0,0,0,0,0,0,0,0,0,0,0,0,0,0,0,0,0,0,0,0,0,0,0,0,0,0,0,0,0,0,0,0,0,0,0,0,0,0,0,0,0,0,0,0,0,0,0,0,0,0,0]
[41.75,0,0,0,0,0,0,0,0,0,0,0,0,0,0,0,0,0,0,0,0,0,0,0,0,0,0,0,0,0,0,0,0,0,0,0,0,0,0,0,0,0,0,0,0,0,0,0,0,0,0,0,0,0,0,0,0,0,0,0,0,0,0,0,0,0,0,0,0,0,0,0,0,0,0,0,0,0,0,0,0,0,0,0,0,0,0,0,0,0,0,0,0,0,0,0,0,0,0,0,0,0,0,0,0,0,0,0,0]
[42.5,0,0,0,0,0,0,0,0,0,0,0,0,0,0,0,0,0,0,0,0,0,0,0,0,0,0,0,0,0,0,0,0,0,0,0,0,0,0,0,0,0,0,0,0,0,0,0,0,0,0,0,0,0,0,0,0,0,0,0,0,0,0,0,0,0,0,0,0,0,0,0,0,0,0,0,0,0,0,0,0,0,0,0,0,0,0,0,0,0,0,0,0,0,0,0,0,0,0,0,0,0,0,0,0,0,0,0,0]
[43.416699999999999,0,0,0,0,0,0,0,0,0,0,0,0,0,0,0,0,0,0,0,0,0,0,0,0,0,0,0,0,0,0,0,0,0,0,0,0,0,0,0,0,0,0,0,0,0,0,0,0,0,0,0,0,0,0,0,0,0,0,0,0,0,0,0,0,0,0,0,0,0,0,0,0,0,0,0,0,0,0,0,0,0,0,0,0,0,0,0,0,0,0,0,0,0,0,0,0,0,0,0,0,0,0,0,0,0,0,0,0]
[44.083300000000001,0,0,0,0,0,0,0,0,0,0,0,0,0,0,0,0,0,0,0,0,0,0,0,0,0,0,0,0,0,0,0,0,0,0,0,0,0,0,0,0,0,0,0,0,0,0,0,0,0,0,0,0,0,0,0,0,0,0,0,0,0,0,0,0,0,0,0,0,0,0,0,0,0,0,0,0,0,0,0,0,0,0,0,0,0,0,0,0,0,0,0,0,0,0,0,0,0,0,0,0,0,0,0,0,0,0,0,0]
[44.916699999999999,0,0,0,0,0,0,0,0,0,0,0,0,0,0,0,0,0,0,0,0,0,0,0,0,0,0,0,0,0,0,0,0,0,0,0,0,0,0,0,0,0,0,0,0,0,0,0,0,0,0,0,0,0,0,0,0,0,0,0,0,0,0,0,0,0,0,0,0,0,0,0,0,0,0,0,0,0,0,0,0,0,0,0,0,0,0,0,0,0,0,0,0,0,0,0,0,0,0,0,0,0,0,0,0,0,0,0,0]
[45.666699999999999,0,0,0,0,0,0,0,0,0,0,0,0,0,0,0,0,0,0,0,0,0,0,0,0,0,0,0,0,0,0,0,0,0,0,0,0,0,0,0,0,0,0,0,0,0,0,0,0,0,0,0,0,0,0,0,0,0,0,0,0,0,0,0,0,0,0,0,0,0,0,0,0,0,0,0,0,0,0,0,0,0,0,0,0,0,0,0,0,0,0,0,0,0,0,0,0,0,0,0,0,0,0,0,0,0,0,0,0]
[46.416699999999999,0,0,0,0,0,0,0,0,0,0,0,0,0,0,0,0,0,0,0,0,0,0,0,0,0,0,0,0,0,0,0,0,0,0,0,0,0,0,0,0,0,0,0,0,0,0,0,0,0,0,0,0,0,0,0,0,0,0,0,0,0,0,0,0,0,0,0,0,0,0,0,0,0,0,0,0,0,0,0,0,0,0,0,0,0,0,0,0,0,0,0,0,0,0,0,0,0,0,0,0,0,0,0,0,0,0,0,0]
[46.583300000000001,0,0,0,0,0,0,0,0,0,0,0,0,0,0,0,0,0,0,0,0,0,0,0,0,0,0,0,0,0,0,0,0,0,0,0,0,0,0,0,0,0,0,0,0,0,0,0,0,0,0,0,0,0,0,0,0,0,0,0,0,0,0,0,0,0,0,0,0,0,0,0,0,0,0,0,0,0,0,0,0,0,0,0,0,0,0,0,0,0,0,0,0,0,0,0,0,0,0,0,0,0,0,0,0,0,0,0,0]
[47.333300000000001,0,0,0,0,0,0,0,0,0,0,0,0,0,0,0,0,0,0,0,0,0,0,0,0,0,0,0,0,0,0,0,0,0,0,0,0,0,0,0,0,0,0,0,0,0,0,0,0,0,0,0,0,0,0,0,0,0,0,0,0,0,0,0,0,0,0,0,0,0,0,0,0,0,0,0,0,0,0,0,0,0,0,0,0,0,0,0,0,0,0,0,0,0,0,0,0,0,0,0,0,0,0,0,0,0,0,0,0]
[48.083300000000001,0,0,0,0,0,0,0,0,0,0,0,0,0,0,0,0,0,0,0,0,0,0,0,0,0,0,0,0,0,0,0,0,0,0,0,0,0,0,0,0,0,0,0,0,0,0,0,0,0,0,0,0,0,0,0,0,0,0,0,0,0,0,0,0,0,0,0,0,0,0,0,0,0,0,0,0,0,0,0,0,0,0,0,0,0,0,0,0,0,0,0,0,0,0,0,0,0,0,0,0,0,0,0,0,0,0,0,0]
[48.916699999999999,0,0,0,0,0,0,0,0,0,0,0,0,0,0,0,0,0,0,0,0,0,0,0,0,0,0,0,0,0,0,0,0,0,0,0,0,0,0,0,0,0,0,0,0,0,0,0,0,0,0,0,0,0,0,0,0,0,0,0,0,0,0,0,0,0,0,0,0,0,0,0,0,0,0,0,0,0,0,0,0,0,0,0,0,0,0,0,0,0,0,0,0,0,0,0,0,0,0,0,0,0,0,0,0,0,0,0,0]
[49.666699999999999,0,0,0,0,0,0,0,0,0,0,0,0,0,0,0,0,0,0,0,0,0,0,0,0,0,0,0,0,0,0,0,0,0,0,0,0,0,0,0,0,0,0,0,0,0,0,0,0,0,0,0,0,0,0,0,0,0,0,0,0,0,0,0,0,0,0,0,0,0,0,0,0,0,0,0,0,0,0,0,0,0,0,0,0,0,0,0,0,0,0,0,0,0,0,0,0,0,0,0,0,0,0,0,0,0,0,0,0]
[50.5,0,0,0,0,0,0,0,0,0,0,0,0,0,0,0,0,0,0,0,0,0,0,0,0,0,0,0,0,0,0,0,0,0,0,0,0,0,0,0,0,0,0,0,0,0,0,0,0,0,0,0,0,0,0,0,0,0,0,0,0,0,0,0,0,0,0,0,0,0,0,0,0,0,0,0,0,0,0,0,0,0,0,0,0,0,0,0,0,0,0,0,0,0,0,0,0,0,0,0,0,0,0,0,0,0,0,0,0]
[51.25,0,0,0,0,0,0,0,0,0,0,0,0,0,0,0,0,0,0,0,0,0,0,0,0,0,0,0,0,0,0,0,0,0,0,0,0,0,0,0,0,0,0,0,0,0,0,0,0,0,0,0,0,0,0,0,0,0,0,0,0,0,0,0,0,0,0,0,0,0,0,0,0,0,0,0,0,0,0,0,0,0,0,0,0,0,0,0,0,0,0,0,0,0,0,0,0,0,0,0,0,0,0,0,0,0,0,0,0]
[52,0,0,0,0,0,0,0,0,0,0,0,0,0,0,0,0,0,0,0,0,0,0,0,0,0,0,0,0,0,0,0,0,0,0,0,0,0,0,0,0,0,0,0,0,0,0,0,0,0,0,0,0,0,0,0,0,0,0,0,0,0,0,0,0,0,0,0,0,0,0,0,0,0,0,0,0,0,0,0,0,0,0,0,0,0,0,0,0,0,0,0,0,0,0,0,0,0,0,0,0,0,0,0,0,0,0,0,0]
[52.833300000000001,0,0,0,0,0,0,0,0,0,0,0,0,0,0,0,0,0,0,0,0,0,0,0,0,0,0,0,0,0,0,0,0,0,0,0,0,0,0,0,0,0,0,0,0,0,0,0,0,0,0,0,0,0,0,0,0,0,0,0,0,0,0,0,0,0,0,0,0,0,0,0,0,0,0,0,0,0,0,0,0,0,0,0,0,0,0,0,0,0,0,0,0,0,0,0,0,0,0,0,0,0,0,0,0,0,0,0,0]
[52.916699999999999,0,0,0,0,0,0,0,0,0,0,0,0,0,0,0,0,0,0,0,0,0,0,0,0,0,0,0,0,0,0,0,0,0,0,0,0,0,0,0,0,0,0,0,0,0,0,0,0,0,0,0,0,0,0,0,0,0,0,0,0,0,0,0,0,0,0,0,0,0,0,0,0,0,0,0,0,0,0,0,0,0,0,0,0,0,0,0,0,0,0,0,0,0,0,0,0,0,0,0,0,0,0,0,0,0,0,0,0]
[53.666699999999999,0,0,0,0,0,0,0,0,0,0,0,0,0,0,0,0,0,0,0,0,0,0,0,0,0,0,0,0,0,0,0,0,0,0,0,0,0,0,0,0,0,0,0,0,0,0,0,0,0,0,0,0,0,0,0,0,0,0,0,0,0,0,0,0,0,0,0,0,0,0,0,0,0,0,0,0,0,0,0,0,0,0,0,0,0,0,0,0,0,0,0,0,0,0,0,0,0,0,0,0,0,0,0,0,0,0,0,0]
[54.5,0,0,0,0,0,0,0,0,0,0,0,0,0,0,0,0,0,0,0,0,0,0,0,0,0,0,0,0,0,0,0,0,0,0,0,0,0,0,0,0,0,0,0,0,0,0,0,0,0,0,0,0,0,0,0,0,0,0,0,0,0,0,0,0,0,0,0,0,0,0,0,0,0,0,0,0,0,0,0,0,0,0,0,0,0,0,0,0,0,0,0,0,0,0,0,0,0,0,0,0,0,0,0,0,0,0,0,0]
[55.25,0,0,0,0,0,0,0,0,0,0,0,0,0,0,0,0,0,0,0,0,0,0,0,0,0,0,0,0,0,0,0,0,0,0,0,0,0,0,0,0,0,0,0,0,0,0,0,0,0,0,0,0,0,0,0,0,0,0,0,0,0,0,0,0,0,0,0,0,0,0,0,0,0,0,0,0,0,0,0,0,0,0,0,0,0,0,0,0,0,0,0,0,0,0,0,0,0,0,0,0,0,0,0,0,0,0,0,0]
[56.083300000000001,0,0,0,0,0,0,0,0,0,0,0,0,0,0,0,0,0,0,0,0,0,0,0,0,0,0,0,0,0,0,0,0,0,0,0,0,0,0,0,0,0,0,0,0,0,0,0,0,0,0,0,0,0,0,0,0,0,0,0,0,0,0,0,0,0,0,0,0,0,0,0,0,0,0,0,0,0,0,0,0,0,0,0,0,0,0,0,0,0,0,0,0,0,0,0,0,0,0,0,0,0,0,0,0,0,0,0,0]
[56.833300000000001,0,0,0,0,0,0,0,0,0,0,0,0,0,0,0,0,0,0,0,0,0,0,0,0,0,0,0,0,0,0,0,0,0,0,0,0,0,0,0,0,0,0,0,0,0,0,0,0,0,0,0,0,0,0,0,0,0,0,0,0,0,0,0,0,0,0,0,0,0,0,0,0,0,0,0,0,0,0,0,0,0,0,0,0,0,0,0,0,0,0,0,0,0,0,0,0,0,0,0,0,0,0,0,0,0,0,0,0]
[57.583300000000001,0,0,0,0,0,0,0,0,0,0,0,0,0,0,0,0,0,0,0,0,0,0,0,0,0,0,0,0,0,0,0,0,0,0,0,0,0,0,0,0,0,0,0,0,0,0,0,0,0,0,0,0,0,0,0,0,0,0,0,0,0,0,0,0,0,0,0,0,0,0,0,0,0,0,0,0,0,0,0,0,0,0,0,0,0,0,0,0,0,0,0,0,0,0,0,0,0,0,0,0,0,0,0,0,0,0,0,0]
[58.416699999999999,0,0,0,0,0,0,0,0,0,0,0,0,0,0,0,0,0,0,0,0,0,0,0,0,0,0,0,0,0,0,0,0,0,0,0,0,0,0,0,0,0,0,0,0,0,0,0,0,0,0,0,0,0,0,0,0,0,0,0,0,0,0,0,0,0,0,0,0,0,0,0,0,0,0,0,0,0,0,0,0,0,0,0,0,0,0,0,0,0,0,0,0,0,0,0,0,0,0,0,0,0,0,0,0,0,0,0,0]
[58.5,0,0,0,0,0,0,0,0,0,0,0,0,0,0,0,0,0,0,0,0,0,0,0,0,0,0,0,0,0,0,0,0,0,0,0,0,0,0,0,0,0,0,0,0,0,0,0,0,0,0,0,0,0,0,0,0,0,0,0,0,0,0,0,0,0,0,0,0,0,0,0,0,0,0,0,0,0,0,0,0,0,0,0,0,0,0,0,0,0,0,0,0,0,0,0,0,0,0,0,0,0,0,0,0,0,0,0,0]
[59.25,0,0,0,0,0,0,0,0,0,0,0,0,0,0,0,0,0,0,0,0,0,0,0,0,0,0,0,0,0,0,0,0,0,0,0,0,0,0,0,0,0,0,0,0,0,0,0,0,0,0,0,0,0,0,0,0,0,0,0,0,0,0,0,0,0,0,0,0,0,0,0,0,0,0,0,0,0,0,0,0,0,0,0,0,0,0,0,0,0,0,0,0,0,0,0,0,0,0,0,0,0,0,0,0,0,0,0,0]
[60.083300000000001,0,0,0,0,0,0,0,0,0,0,0,0,0,0,0,0,0,0,0,0,0,0,0,0,0,0,0,0,0,0,0,0,0,0,0,0,0,0,0,0,0,0,0,0,0,0,0,0,0,0,0,0,0,0,0,0,0,0,0,0,0,0,0,0,0,0,0,0,0,0,0,0,0,0,0,0,0,0,0,0,0,0,0,0,0,0,0,0,0,0,0,0,0,0,0,0,0,0,0,0,0,0,0,0,0,0,0,0]
[60.75,0,0,0,0,0,0,0,0,0,0,0,0,0,0,0,0,0,0,0,0,0,0,0,0,0,0,0,0,0,0,0,0,0,0,0,0,0,0,0,0,0,0,0,0,0,0,0,0,0,0,0,0,0,0,0,0,0,0,0,0,0,0,0,0,0,0,0,0,0,0,0,0,0,0,0,0,0,0,0,0,0,0,0,0,0,0,0,0,0,0,0,0,0,0,0,0,0,0,0,0,0,0,0,0,0,0,0,0]
[61.666699999999999,0,0,0,0,0,0,0,0,0,0,0,0,0,0,0,0,0,0,0,0,0,0,0,0,0,0,0,0,0,0,0,0,0,0,0,0,0,0,0,0,0,0,0,0,0,0,0,0,0,0,0,0,0,0,0,0,0,0,0,0,0,0,0,0,0,0,0,0,0,0,0,0,0,0,0,0,0,0,0,0,0,0,0,0,0,0,0,0,0,0,0,0,0,0,0,0,0,0,0,0,0,0,0,0,0,0,0,0]
[62.416699999999999,0,0,0,0,0,0,0,0,0,0,0,0,0,0,0,0,0,0,0,0,0,0,0,0,0,0,0,0,0,0,0,0,0,0,0,0,0,0,0,0,0,0,0,0,0,0,0,0,0,0,0,0,0,0,0,0,0,0,0,0,0,0,0,0,0,0,0,0,0,0,0,0,0,0,0,0,0,0,0,0,0,0,0,0,0,0,0,0,0,0,0,0,0,0,0,0,0,0,0,0,0,0,0,0,0,0,0,0]
[63.166699999999999,0,0,0,0,0,0,0,0,0,0,0,0,0,0,0,0,0,0,0,0,0,0,0,0,0,0,0,0,0,0,0,0,0,0,0,0,0,0,0,0,0,0,0,0,0,0,0,0,0,0,0,0,0,0,0,0,0,0,0,0,0,0,0,0,0,0,0,0,0,0,0,0,0,0,0,0,0,0,0,0,0,0,0,0,0,0,0,0,0,0,0,0,0,0,0,0,0,0,0,0,0,0,0,0,0,0,0,0]
[64,0,0,0,0,0,0,0,0,0,0,0,0,0,0,0,0,0,0,0,0,0,0,0,0,0,0,0,0,0,0,0,0,0,0,0,0,0,0,0,0,0,0,0,0,0,0,0,0,0,0,0,0,0,0,0,0,0,0,0,0,0,0,0,0,0,0,0,0,0,0,0,0,0,0,0,0,0,0,0,0,0,0,0,0,0,0,0,0,0,0,0,0,0,0,0,0,0,0,0,0,0,0,0,0,0,0,0,0]
[64.666700000000006,0,0,0,0,0,0,0,0,0,0,0,0,0,0,0,0,0,0,0,0,0,0,0,0,0,0,0,0,0,0,0,0,0,0,0,0,0,0,0,0,0,0,0,0,0,0,0,0,0,0,0,0,0,0,0,0,0,0,0,0,0,0,0,0,0,0,0,0,0,0,0,0,0,0,0,0,0,0,0,0,0,0,0,0,0,0,0,0,0,0,0,0,0,0,0,0,0,0,0,0,0,0,0,0,0,0,0,0]
[64.916700000000006,0,0,0,0,0,0,0,0,0,0,0,0,0,0,0,0,0,0,0,0,0,0,0,0,0,0,0,0,0,0,0,0,0,0,0,0,0,0,0,0,0,0,0,0,0,0,0,0,0,0,0,0,0,0,0,0,0,0,0,0,0,0,0,0,0,0,0,0,0,0,0,0,0,0,0,0,0,0,0,0,0,0,0,0,0,0,0,0,0,0,0,0,0,0,0,0,0,0,0,0,0,0,0,0,0,0,0,0]
[65.666700000000006,0,0,0,0,0,0,0,0,0,0,0,0,0,0,0,0,0,0,0,0,0,0,0,0,0,0,0,0,0,0,0,0,0,0,0,0,0,0,0,0,0,0,0,0,0,0,0,0,0,0,0,0,0,0,0,0,0,0,0,0,0,0,0,0,0,0,0,0,0,0,0,0,0,0,0,0,0,0,0,0,0,0,0,0,0,0,0,0,0,0,0,0,0,0,0,0,0,0,0,0,0,0,0,0,0,0,0,0]
[66.333299999999994,0,0,0,0,0,0,0,0,0,0,0,0,0,0,0,0,0,0,0,0,0,0,0,0,0,0,0,0,0,0,0,0,0,0,0,0,0,0,0,0,0,0,0,0,0,0,0,0,0,0,0,0,0,0,0,0,0,0,0,0,0,0,0,0,0,0,0,0,0,0,0,0,0,0,0,0,0,0,0,0,0,0,0,0,0,0,0,0,0,0,0,0,0,0,0,0,0,0,0,0,0,0,0,0,0,0,0,0]
[67.25,0,0,0,0,0,0,0,0,0,0,0,0,0,0,0,0,0,0,0,0,0,0,0,0,0,0,0,0,0,0,0,0,0,0,0,0,0,0,0,0,0,0,0,0,0,0,0,0,0,0,0,0,0,0,0,0,0,0,0,0,0,0,0,0,0,0,0,0,0,0,0,0,0,0,0,0,0,0,0,0,0,0,0,0,0,0,0,0,0,0,0,0,0,0,0,0,0,0,0,0,0,0,0,0,0,0,0,0]
[68.25,0,0,0,0,0,0,0,0,0,0,0,0,0,0,0,0,0,0,0,0,0,0,0,0,0,0,0,0,0,0,0,0,0,0,0,0,0,0,0,0,0,0,0,0,0,0,0,0,0,0,0,0,0,0,0,0,0,0,0,0,0,0,0,0,0,0,0,0,0,0,0,0,0,0,0,0,0,0,0,0,0,0,0,0,0,0,0,0,0,0,0,0,0,0,0,0,0,0,0,0,0,0,0,0,0,0,0,0]
[68.833299999999994,0,0,0,0,0,0,0,0,0,0,0,0,0,0,0,0,0,0,0,0,0,0,0,0,0,0,0,0,0,0,0,0,0,0,0,0,0,0,0,0,0,0,0,0,0,0,0,0,0,0,0,0,0,0,0,0,0,0,0,0,0,0,0,0,0,0,0,0,0,0,0,0,0,0,0,0,0,0,0,0,0,0,0,0,0,0,0,0,0,0,0,0,0,0,0,0,0,0,0,0,0,0,0,0,0,0,0,0]
[69.583299999999994,0,0,0,0,0,0,0,0,0,0,0,0,0,0,0,0,0,0,0,0,0,0,0,0,0,0,0,0,0,0,0,0,0,0,0,0,0,0,0,0,0,0,0,0,0,0,0,0,0,0,0,0,0,0,0,0,0,0,0,0,0,0,0,0,0,0,0,0,0,0,0,0,0,0,0,0,0,0,0,0,0,0,0,0,0,0,0,0,0,0,0,0,0,0,0,0,0,0,0,0,0,0,0,0,0,0,0,0]
[70.25,0,0,0,0,0,0,0,0,0,0,0,0,0,0,0,0,0,0,0,0,0,0,0,0,0,0,0,0,0,0,0,0,0,0,0,0,0,0,0,0,0,0,0,0,0,0,0,0,0,0,0,0,0,0,0,0,0,0,0,0,0,0,0,0,0,0,0,0,0,0,0,0,0,0,0,0,0,0,0,0,0,0,0,0,0,0,0,0,0,0,0,0,0,0,0,0,0,0,0,0,0,0,0,0,0,0,0,0]
[70.5,0,0,0,0,0,0,0,0,0,0,0,0,0,0,0,0,0,0,0,0,0,0,0,0,0,0,0,0,0,0,0,0,0,0,0,0,0,0,0,0,0,0,0,0,0,0,0,0,0,0,0,0,0,0,0,0,0,0,0,0,0,0,0,0,0,0,0,0,0,0,0,0,0,0,0,0,0,0,0,0,0,0,0,0,0,0,0,0,0,0,0,0,0,0,0,0,0,0,0,0,0,0,0,0,0,0,0,0]
[71.416700000000006,0,0,0,0,0,0,0,0,0,0,0,0,0,0,0,0,0,0,0,0,0,0,0,0,0,0,0,0,0,0,0,0,0,0,0,0,0,0,0,0,0,0,0,0,0,0,0,0,0,0,0,0,0,0,0,0,0,0,0,0,0,0,0,0,0,0,0,0,0,0,0,0,0,0,0,0,0,0,0,0,0,0,0,0,0,0,0,0,0,0,0,0,0,0,0,0,0,0,0,0,0,0,0,0,0,0,0,0]
[72.083299999999994,0,0,0,0,0,0,0,0,0,0,0,0,0,0,0,0,0,0,0,0,0,0,0,0,0,0,0,0,0,0,0,0,0,0,0,0,0,0,0,0,0,0,0,0,0,0,0,0,0,0,0,0,0,0,0,0,0,0,0,0,0,0,0,0,0,0,0,0,0,0,0,0,0,0,0,0,0,0,0,0,0,0,0,0,0,0,0,0,0,0,0,0,0,0,0,0,0,0,0,0,0,0,0,0,0,0,0,0]
[72.833299999999994,0,0,0,0,0,0,0,0,0,0,0,0,0,0,0,0,0,0,0,0,0,0,0,0,0,0,0,0,0,0,0,0,0,0,0,0,0,0,0,0,0,0,0,0,0,0,0,0,0,0,0,0,0,0,0,0,0,0,0,0,0,0,0,0,0,0,0,0,0,0,0,0,0,0,0,0,0,0,0,0,0,0,0,0,0,0,0,0,0,0,0,0,0,0,0,0,0,0,0,0,0,0,0,0,0,0,0,0]
[73.416700000000006,0,0,0,0,0,0,0,0,0,0,0,0,0,0,0,0,0,0,0,0,0,0,0,0,0,0,0,0,0,0,0,0,0,0,0,0,0,0,0,0,0,0,0,0,0,0,0,0,0,0,0,0,0,0,0,0,0,0,0,0,0,0,0,0,0,0,0,0,0,0,0,0,0,0,0,0,0,0,0,0,0,0,0,0,0,0,0,0,0,0,0,0,0,0,0,0,0,0,0,0,0,0,0,0,0,0,0,0]
[74.416700000000006,0,0,0,0,0,0,0,0,0,0,0,0,0,0,0,0,0,0,0,0,0,0,0,0,0,0,0,0,0,0,0,0,0,0,0,0,0,0,0,0,0,0,0,0,0,0,0,0,0,0,0,0,0,0,0,0,0,0,0,0,0,0,0,0,0,0,0,0,0,0,0,0,0,0,0,0,0,0,0,0,0,0,0,0,0,0,0,0,0,0,0,0,0,0,0,0,0,0,0,0,0,0,0,0,0,0,0,0]
[75.166700000000006,0,0,0,0,0,0,0,0,0,0,0,0,0,0,0,0,0,0,0,0,0,0,0,0,0,0,0,0,0,0,0,0,0,0,0,0,0,0,0,0,0,0,0,0,0,0,0,0,0,0,0,0,0,0,0,0,0,0,0,0,0,0,0,0,0,0,0,0,0,0,0,0,0,0,0,0,0,0,0,0,0,0,0,0,0,0,0,0,0,0,0,0,0,0,0,0,0,0,0,0,0,0,0,0,0,0,0,0]
[75.833299999999994,0,0,0,0,0,0,0,0,0,0,0,0,0,0,0,0,0,0,0,0,0,0,0,0,0,0,0,0,0,0,0,0,0,0,0,0,0,0,0,0,0,0,0,0,0,0,0,0,0,0,0,0,0,0,0,0,0,0,0,0,0,0,0,0,0,0,0,0,0,0,0,0,0,0,0,0,0,0,0,0,0,0,0,0,0,0,0,0,0,0,0,0,0,0,0,0,0,0,0,0,0,0,0,0,0,0,0,0]
[76.083299999999994,0,0,0,0,0,0,0,0,0,0,0,0,0,0,0,0,0,0,0,0,0,0,0,0,0,0,0,0,0,0,0,0,0,0,0,0,0,0,0,0,0,0,0,0,0,0,0,0,0,0,0,0,0,0,0,0,0,0,0,0,0,0,0,0,0,0,0,0,0,0,0,0,0,0,0,0,0,0,0,0,0,0,0,0,0,0,0,0,0,0,0,0,0,0,0,0,0,0,0,0,0,0,0,0,0,0,0,0]
[77,0,0,0,0,0,0,0,0,0,0,0,0,0,0,0,0,0,0,0,0,0,0,0,0,0,0,0,0,0,0,0,0,0,0,0,0,0,0,0,0,0,0,0,0,0,0,0,0,0,0,0,0,0,0,0,0,0,0,0,0,0,0,0,0,0,0,0,0,0,0,0,0,0,0,0,0,0,0,0,0,0,0,0,0,0,0,0,0,0,0,0,0,0,0,0,0,0,0,0,0,0,0,0,0,0,0,0,0]
[77.666700000000006,0,0,0,0,0,0,0,0,0,0,0,0,0,0,0,0,0,0,0,0,0,0,0,0,0,0,0,0,0,0,0,0,0,0,0,0,0,0,0,0,0,0,0,0,0,0,0,0,0,0,0,0,0,0,0,0,0,0,0,0,0,0,0,0,0,0,0,0,0,0,0,0,0,0,0,0,0,0,0,0,0,0,0,0,0,0,0,0,0,0,0,0,0,0,0,0,0,0,0,0,0,0,0,0,0,0,0,0]
[78.416700000000006,0,0,0,0,0,0,0,0,0,0,0,0,0,0,0,0,0,0,0,0,0,0,0,0,0,0,0,0,0,0,0,0,0,0,0,0,0,0,0,0,0,0,0,0,0,0,0,0,0,0,0,0,0,0,0,0,0,0,0,0,0,0,0,0,0,0,0,0,0,0,0,0,0,0,0,0,0,0,0,0,0,0,0,0,0,0,0,0,0,0,0,0,0,0,0,0,0,0,0,0,0,0,0,0,0,0,0,0]
[79,0,0,0,0,0,0,0,0,0,0,0,0,0,0,0,0,0,0,0,0,0,0,0,0,0,0,0,0,0,0,0,0,0,0,0,0,0,0,0,0,0,0,0,0,0,0,0,0,0,0,0,0,0,0,0,0,0,0,0,0,0,0,0,0,0,0,0,0,0,0,0,0,0,0,0,0,0,0,0,0,0,0,0,0,0,0,0,0,0,0,0,0,0,0,0,0,0,0,0,0,0,0,0,0,0,0,0,0]
[80,0,0,0,0,0,0,0,0,0,0,0,0,0,0,0,0,0,0,0,0,0,0,0,0,0,0,0,0,0,0,0,0,0,0,0,0,0,0,0,0,0,0,0,0,0,0,0,0,0,0,0,0,0,0,0,0,0,0,0,0,0,0,0,0,0,0,0,0,0,0,0,0,0,0,0,0,0,0,0,0,0,0,0,0,0,0,0,0,0,0,0,0,0,0,0,0,0,0,0,0,0,0,0,0,0,0,0,0]
[80.166700000000006,0,0,0,0,0,0,0,0,0,0,0,0,0,0,0,0,0,0,0,0,0,0,0,0,0,0,0,0,0,0,0,0,0,0,0,0,0,0,0,0,0,0,0,0,0,0,0,0,0,0,0,0,0,0,0,0,0,0,0,0,0,0,0,0,0,0,0,0,0,0,0,0,0,0,0,0,0,0,0,0,0,0,0,0,0,0,0,0,0,0,0,0,0,0,0,0,0,0,0,0,0,0,0,0,0,0,0,0]
[80.916700000000006,0,0,0,0,0,0,0,0,0,0,0,0,0,0,0,0,0,0,0,0,0,0,0,0,0,0,0,0,0,0,0,0,0,0,0,0,0,0,0,0,0,0,0,0,0,0,0,0,0,0,0,0,0,0,0,0,0,0,0,0,0,0,0,0,0,0,0,0,0,0,0,0,0,0,0,0,0,0,0,0,0,0,0,0,0,0,0,0,0,0,0,0,0,0,0,0,0,0,0,0,0,0,0,0,0,0,0,0]
[81.666700000000006,0,0,0,0,0,0,0,0,0,0,0,0,0,0,0,0,0,0,0,0,0,0,0,0,0,0,0,0,0,0,0,0,0,0,0,0,0,0,0,0,0,0,0,0,0,0,0,0,0,0,0,0,0,0,0,0,0,0,0,0,0,0,0,0,0,0,0,0,0,0,0,0,0,0,0,0,0,0,0,0,0,0,0,0,0,0,0,0,0,0,0,0,0,0,0,0,0,0,0,0,0,0,0,0,0,0,0,0]
[82.583299999999994,0,0,0,0,0,0,0,0,0,0,0,0,0,0,0,0,0,0,0,0,0,0,0,0,0,0,0,0,0,0,0,0,0,0,0,0,0,0,0,0,0,0,0,0,0,0,0,0,0,0,0,0,0,0,0,0,0,0,0,0,0,0,0,0,0,0,0,0,0,0,0,0,0,0,0,0,0,0,0,0,0,0,0,0,0,0,0,0,0,0,0,0,0,0,0,0,0,0,0,0,0,0,0,0,0,0,0,0]
[83.25,0,0,0,0,0,0,0,0,0,0,0,0,0,0,0,0,0,0,0,0,0,0,0,0,0,0,0,0,0,0,0,0,0,0,0,0,0,0,0,0,0,0,0,0,0,0,0,0,0,0,0,0,0,0,0,0,0,0,0,0,0,0,0,0,0,0,0,0,0,0,0,0,0,0,0,0,0,0,0,0,0,0,0,0,0,0,0,0,0,0,0,0,0,0,0,0,0,0,0,0,0,0,0,0,0,0,0,0]
[84.083299999999994,0,0,0,0,0,0,0,0,0,0,0,0,0,0,0,0,0,0,0,0,0,0,0,0,0,0,0,0,0,0,0,0,0,0,0,0,0,0,0,0,0,0,0,0,0,0,0,0,0,0,0,0,0,0,0,0,0,0,0,0,0,0,0,0,0,0,0,0,0,0,0,0,0,0,0,0,0,0,0,0,0,0,0,0,0,0,0,0,0,0,0,0,0,0,0,0,0,0,0,0,0,0,0,0,0,0,0,0]
[84.833299999999994,0,0,0,0,0,0,0,0,0,0,0,0,0,0,0,0,0,0,0,0,0,0,0,0,0,0,0,0,0,0,0,0,0,0,0,0,0,0,0,0,0,0,0,0,0,0,0,0,0,0,0,0,0,0,0,0,0,0,0,0,0,0,0,0,0,0,0,0,0,0,0,0,0,0,0,0,0,0,0,0,0,0,0,0,0,0,0,0,0,0,0,0,0,0,0,0,0,0,0,0,0,0,0,0,0,0,0,0]
[85.583299999999994,0,0,0,0,0,0,0,0,0,0,0,0,0,0,0,0,0,0,0,0,0,0,0,0,0,0,0,0,0,0,0,0,0,0,0,0,0,0,0,0,0,0,0,0,0,0,0,0,0,0,0,0,0,0,0,0,0,0,0,0,0,0,0,0,0,0,0,0,0,0,0,0,0,0,0,0,0,0,0,0,0,0,0,0,0,0,0,0,0,0,0,0,0,0,0,0,0,0,0,0,0,0,0,0,0,0,0,0]
[85.75,0,0,0,0,0,0,0,0,0,0,0,0,0,0,0,0,0,0,0,0,0,0,0,0,0,0,0,0,0,0,0,0,0,0,0,0,0,0,0,0,0,0,0,0,0,0,0,0,0,0,0,0,0,0,0,0,0,0,0,0,0,0,0,0,0,0,0,0,0,0,0,0,0,0,0,0,0,0,0,0,0,0,0,0,0,0,0,0,0,0,0,0,0,0,0,0,0,0,0,0,0,0,0,0,0,0,0,0]
[86.5,0,0,0,0,0,0,0,0,0,0,0,0,0,0,0,0,0,0,0,0,0,0,0,0,0,0,0,0,0,0,0,0,0,0,0,0,0,0,0,0,0,0,0,0,0,0,0,0,0,0,0,0,0,0,0,0,0,0,0,0,0,0,0,0,0,0,0,0,0,0,0,0,0,0,0,0,0,0,0,0,0,0,0,0,0,0,0,0,0,0,0,0,0,0,0,0,0,0,0,0,0,0,0,0,0,0,0,0]
[87.25,0,0,0,0,0,0,0,0,0,0,0,0,0,0,0,0,0,0,0,0,0,0,0,0,0,0,0,0,0,0,0,0,0,0,0,0,0,0,0,0,0,0,0,0,0,0,0,0,0,0,0,0,0,0,0,0,0,0,0,0,0,0,0,0,0,0,0,0,0,0,0,0,0,0,0,0,0,0,0,0,0,0,0,0,0,0,0,0,0,0,0,0,0,0,0,0,0,0,0,0,0,0,0,0,0,0,0,0]
[88.083299999999994,0,0,0,0,0,0,0,0,0,0,0,0,0,0,0,0,0,0,0,0,0,0,0,0,0,0,0,0,0,0,0,0,0,0,0,0,0,0,0,0,0,0,0,0,0,0,0,0,0,0,0,0,0,0,0,0,0,0,0,0,0,0,0,0,0,0,0,0,0,0,0,0,0,0,0,0,0,0,0,0,0,0,0,0,0,0,0,0,0,0,0,0,0,0,0,0,0,0,0,0,0,0,0,0,0,0,0,0]
[88.833299999999994,0,0,0,0,0,0,0,0,0,0,0,0,0,0,0,0,0,0,0,0,0,0,0,0,0,0,0,0,0,0,0,0,0,0,0,0,0,0,0,0,0,0,0,0,0,0,0,0,0,0,0,0,0,0,0,0,0,0,0,0,0,0,0,0,0,0,0,0,0,0,0,0,0,0,0,0,0,0,0,0,0,0,0,0,0,0,0,0,0,0,0,0,0,0,0,0,0,0,0,0,0,0,0,0,0,0,0,0]
[89.666700000000006,0,0,0,0,0,0,0,0,0,0,0,0,0,0,0,0,0,0,0,0,0,0,0,0,0,0,0,0,0,0,0,0,0,0,0,0,0,0,0,0,0,0,0,0,0,0,0,0,0,0,0,0,0,0,0,0,0,0,0,0,0,0,0,0,0,0,0,0,0,0,0,0,0,0,0,0,0,0,0,0,0,0,0,0,0,0,0,0,0,0,0,0,0,0,0,0,0,0,0,0,0,0,0,0,0,0,0,0]
[90.416700000000006,0,0,0,0,0,0,0,0,0,0,0,0,0,0,0,0,0,0,0,0,0,0,0,0,0,0,0,0,0,0,0,0,0,0,0,0,0,0,0,0,0,0,0,0,0,0,0,0,0,0,0,0,0,0,0,0,0,0,0,0,0,0,0,0,0,0,0,0,0,0,0,0,0,0,0,0,0,0,0,0,0,0,0,0,0,0,0,0,0,0,0,0,0,0,0,0,0,0,0,0,0,0,0,0,0,0,0,0]
[91.166700000000006,0,0,0,0,0,0,0,0,0,0,0,0,0,0,0,0,0,0,0,0,0,0,0,0,0,0,0,0,0,0,0,0,0,0,0,0,0,0,0,0,0,0,0,0,0,0,0,0,0,0,0,0,0,0,0,0,0,0,0,0,0,0,0,0,0,0,0,0,0,0,0,0,0,0,0,0,0,0,0,0,0,0,0,0,0,0,0,0,0,0,0,0,0,0,0,0,0,0,0,0,0,0,0,0,0,0,0,0]
[91.333299999999994,0,0,0,0,0,0,0,0,0,0,0,0,0,0,0,0,0,0,0,0,0,0,0,0,0,0,0,0,0,0,0,0,0,0,0,0,0,0,0,0,0,0,0,0,0,0,0,0,0,0,0,0,0,0,0,0,0,0,0,0,0,0,0,0,0,0,0,0,0,0,0,0,0,0,0,0,0,0,0,0,0,0,0,0,0,0,0,0,0,0,0,0,0,0,0,0,0,0,0,0,0,0,0,0,0,0,0,0]
[92.083299999999994,0,0,0,0,0,0,0,0,0,0,0,0,0,0,0,0,0,0,0,0,0,0,0,0,0,0,0,0,0,0,0,0,0,0,0,0,0,0,0,0,0,0,0,0,0,0,0,0,0,0,0,0,0,0,0,0,0,0,0,0,0,0,0,0,0,0,0,0,0,0,0,0,0,0,0,0,0,0,0,0,0,0,0,0,0,0,0,0,0,0,0,0,0,0,0,0,0,0,0,0,0,0,0,0,0,0,0,0]
[92.833299999999994,0,0,0,0,0,0,0,0,0,0,0,0,0,0,0,0,0,0,0,0,0,0,0,0,0,0,0,0,0,0,0,0,0,0,0,0,0,0,0,0,0,0,0,0,0,0,0,0,0,0,0,0,0,0,0,0,0,0,0,0,0,0,0,0,0,0,0,0,0,0,0,0,0,0,0,0,0,0,0,0,0,0,0,0,0,0,0,0,0,0,0,0,0,0,0,0,0,0,0,0,0,0,0,0,0,0,0,0]
[93.666700000000006,0,0,0,0,0,0,0,0,0,0,0,0,0,0,0,0,0,0,0,0,0,0,0,0,0,0,0,0,0,0,0,0,0,0,0,0,0,0,0,0,0,0,0,0,0,0,0,0,0,0,0,0,0,0,0,0,0,0,0,0,0,0,0,0,0,0,0,0,0,0,0,0,0,0,0,0,0,0,0,0,0,0,0,0,0,0,0,0,0,0,0,0,0,0,0,0,0,0,0,0,0,0,0,0,0,0,0,0]
[94.416700000000006,0,0,0,0,0,0,0,0,0,0,0,0,0,0,0,0,0,0,0,0,0,0,0,0,0,0,0,0,0,0,0,0,0,0,0,0,0,0,0,0,0,0,0,0,0,0,0,0,0,0,0,0,0,0,0,0,0,0,0,0,0,0,0,0,0,0,0,0,0,0,0,0,0,0,0,0,0,0,0,0,0,0,0,0,0,0,0,0,0,0,0,0,0,0,0,0,0,0,0,0,0,0,0,0,0,0,0,0]
[95.25,0,0,0,0,0,0,0,0,0,0,0,0,0,0,0,0,0,0,0,0,0,0,0,0,0,0,0,0,0,0,0,0,0,0,0,0,0,0,0,0,0,0,0,0,0,0,0,0,0,0,0,0,0,0,0,0,0,0,0,0,0,0,0,0,0,0,0,0,0,0,0,0,0,0,0,0,0,0,0,0,0,0,0,0,0,0,0,0,0,0,0,0,0,0,0,0,0,0,0,0,0,0,0,0,0,0,0,0]
[96,0,0,0,0,0,0,0,0,0,0,0,0,0,0,0,0,0,0,0,0,0,0,0,0,0,0,0,0,0,0,0,0,0,0,0,0,0,0,0,0,0,0,0,0,0,0,0,0,0,0,0,0,0,0,0,0,0,0,0,0,0,0,0,0,0,0,0,0,0,0,0,0,0,0,0,0,0,0,0,0,0,0,0,0,0,0,0,0,0,0,0,0,0,0,0,0,0,0,0,0,0,0,0,0,0,0,0,0]
[96.75,0,0,0,0,0,0,0,0,0,0,0,0,0,0,0,0,0,0,0,0,0,0,0,0,0,0,0,0,0,0,0,0,0,0,0,0,0,0,0,0,0,0,0,0,0,0,0,0,0,0,0,0,0,0,0,0,0,0,0,0,0,0,0,0,0,0,0,0,0,0,0,0,0,0,0,0,0,0,0,0,0,0,0,0,0,0,0,0,0,0,0,0,0,0,0,0,0,0,0,0,0,0,0,0,0,0,0,0]
[97.583299999999994,0,0,0,0,0,0,0,0,0,0,0,0,0,0,0,0,0,0,0,0,0,0,0,0,0,0,0,0,0,0,0,0,0,0,0,0,0,0,0,0,0,0,0,0,0,0,0,0,0,0,0,0,0,0,0,0,0,0,0,0,0,0,0,0,0,0,0,0,0,0,0,0,0,0,0,0,0,0,0,0,0,0,0,0,0,0,0,0,0,0,0,0,0,0,0,0,0,0,0,0,0,0,0,0,0,0,0,0]
[97.666700000000006,0,0,0,0,0,0,0,0,0,0,0,0,0,0,0,0,0,0,0,0,0,0,0,0,0,0,0,0,0,0,0,0,0,0,0,0,0,0,0,0,0,0,0,0,0,0,0,0,0,0,0,0,0,0,0,0,0,0,0,0,0,0,0,0,0,0,0,0,0,0,0,0,0,0,0,0,0,0,0,0,0,0,0,0,0,0,0,0,0,0,0,0,0,0,0,0,0,0,0,0,0,0,0,0,0,0,0,0]
[98.416700000000006,0,0,0,0,0,0,0,0,0,0,0,0,0,0,0,0,0,0,0,0,0,0,0,0,0,0,0,0,0,0,0,0,0,0,0,0,0,0,0,0,0,0,0,0,0,0,0,0,0,0,0,0,0,0,0,0,0,0,0,0,0,0,0,0,0,0,0,0,0,0,0,0,0,0,0,0,0,0,0,0,0,0,0,0,0,0,0,0,0,0,0,0,0,0,0,0,0,0,0,0,0,0,0,0,0,0,0,0]
[99.25,0,0,0,0,0,0,0,0,0,0,0,0,0,0,0,0,0,0,0,0,0,0,0,0,0,0,0,0,0,0,0,0,0,0,0,0,0,0,0,0,0,0,0,0,0,0,0,0,0,0,0,0,0,0,0,0,0,0,0,0,0,0,0,0,0,0,0,0,0,0,0,0,0,0,0,0,0,0,0,0,0,0,0,0,0,0,0,0,0,0,0,0,0,0,0,0,0,0,0,0,0,0,0,0,0,0,0,0]
[99.916700000000006,0,0,0,0,0,0,0,0,0,0,0,0,0,0,0,0,0,0,0,0,0,0,0,0,0,0,0,0,0,0,0,0,0,0,0,0,0,0,0,0,0,0,0,0,0,0,0,0,0,0,0,0,0,0,0,0,0,0,0,0,0,0,0,0,0,0,0,0,0,0,0,0,0,0,0,0,0,0,0,0,0,0,0,0,0,0,0,0,0,0,0,0,0,0,0,0,0,0,0,0,0,0,0,0,0,0,0,0]
[100.833,0,0,0,0,0,0,0,0,0,0,0,0,0,0,0,0,0,0,0,0,0,0,0,0,0,0,0,0,0,0,0,0,0,0,0,0,0,0,0,0,0,0,0,0,0,0,0,0,0,0,0,0,0,0,0,0,0,0,0,0,0,0,0,0,0,0,0,0,0,0,0,0,0,0,0,0,0,0,0,0,0,0,0,0,0,0,0,0,0,0,0,0,0,0,0,0,0,0,0,0,0,0,0,0,0,0,0,0]
[101.583,0,0,0,0,0,0,0,0,0,0,0,0,0,0,0,0,0,0,0,0,0,0,0,0,0,0,0,0,0,0,0,0,0,0,0,0,0,0,0,0,0,0,0,0,0,0,0,0,0,0,0,0,0,0,0,0,0,0,0,0,0,0,0,0,0,0,0,0,0,0,0,0,0,0,0,0,0,0,0,0,0,0,0,0,0,0,0,0,0,0,0,0,0,0,0,0,0,0,0,0,0,0,0,0,0,0,0,0]
[102.333,0,0,0,0,0,0,0,0,0,0,0,0,0,0,0,0,0,0,0,0,0,0,0,0,0,0,0,0,0,0,0,0,0,0,0,0,0,0,0,0,0,0,0,0,0,0,0,0,0,0,0,0,0,0,0,0,0,0,0,0,0,0,0,0,0,0,0,0,0,0,0,0,0,0,0,0,0,0,0,0,0,0,0,0,0,0,0,0,0,0,0,0,0,0,0,0,0,0,0,0,0,0,0,0,0,0,0,0]
[103.167,0,0,0,0,0,0,0,0,0,0,0,0,0,0,0,0,0,0,0,0,0,0,0,0,0,0,0,0,0,0,0,0,0,0,0,0,0,0,0,0,0,0,0,0,0,0,0,0,0,0,0,0,0,0,0,0,0,0,0,0,0,0,0,0,0,0,0,0,0,0,0,0,0,0,0,0,0,0,0,0,0,0,0,0,0,0,0,0,0,0,0,0,0,0,0,0,0,0,0,0,0,0,0,0,0,0,0,0]
[103.833,0,0,0,0,0,0,0,0,0,0,0,0,0,0,0,0,0,0,0,0,0,0,0,0,0,0,0,0,0,0,0,0,0,0,0,0,0,0,0,0,0,0,0,0,0,0,0,0,0,0,0,0,0,0,0,0,0,0,0,0,0,0,0,0,0,0,0,0,0,0,0,0,0,0,0,0,0,0,0,0,0,0,0,0,0,0,0,0,0,0,0,0,0,0,0,0,0,0,0,0,0,0,0,0,0,0,0,0]
[104.083,0,0,0,0,0,0,0,0,0,0,0,0,0,0,0,0,0,0,0,0,0,0,0,0,0,0,0,0,0,0,0,0,0,0,0,0,0,0,0,0,0,0,0,0,0,0,0,0,0,0,0,0,0,0,0,0,0,0,0,0,0,0,0,0,0,0,0,0,0,0,0,0,0,0,0,0,0,0,0,0,0,0,0,0,0,0,0,0,0,0,0,0,0,0,0,0,0,0,0,0,0,0,0,0,0,0,0,0]
[104.833,0,0,0,0,0,0,0,0,0,0,0,0,0,0,0,0,0,0,0,0,0,0,0,0,0,0,0,0,0,0,0,0,0,0,0,0,0,0,0,0,0,0,0,0,0,0,0,0,0,0,0,0,0,0,0,0,0,0,0,0,0,0,0,0,0,0,0,0,0,0,0,0,0,0,0,0,0,0,0,0,0,0,0,0,0,0,0,0,0,0,0,0,0,0,0,0,0,0,0,0,0,0,0,0,0,0,0,0]
[105.5,0,0,0,0,0,0,0,0,0,0,0,0,0,0,0,0,0,0,0,0,0,0,0,0,0,0,0,0,0,0,0,0,0,0,0,0,0,0,0,0,0,0,0,0,0,0,0,0,0,0,0,0,0,0,0,0,0,0,0,0,0,0,0,0,0,0,0,0,0,0,0,0,0,0,0,0,0,0,0,0,0,0,0,0,0,0,0,0,0,0,0,0,0,0,0,0,0,0,0,0,0,0,0,0,0,0,0,0]
[106.417,0,0,0,0,0,0,0,0,0,0,0,0,0,0,0,0,0,0,0,0,0,0,0,0,0,0,0,0,0,0,0,0,0,0,0,0,0,0,0,0,0,0,0,0,0,0,0,0,0,0,0,0,0,0,0,0,0,0,0,0,0,0,0,0,0,0,0,0,0,0,0,0,0,0,0,0,0,0,0,0,0,0,0,0,0,0,0,0,0,0,0,0,0,0,0,0,0,0,0,0,0,0,0,0,0,0,0,0]
[107,0,0,0,0,0,0,0,0,0,0,0,0,0,0,0,0,0,0,0,0,0,0,0,0,0,0,0,0,0,0,0,0,0,0,0,0,0,0,0,0,0,0,0,0,0,0,0,0,0,0,0,0,0,0,0,0,0,0,0,0,0,0,0,0,0,0,0,0,0,0,0,0,0,0,0,0,0,0,0,0,0,0,0,0,0,0,0,0,0,0,0,0,0,0,0,0,0,0,0,0,0,0,0,0,0,0,0,0]
[108,0,0,0,0,0,0,0,0,0,0,0,0,0,0,0,0,0,0,0,0,0,0,0,0,0,0,0,0,0,0,0,0,0,0,0,0,0,0,0,0,0,0,0,0,0,0,0,0,0,0,0,0,0,0,0,0,0,0,0,0,0,0,0,0,0,0,0,0,0,0,0,0,0,0,0,0,0,0,0,0,0,0,0,0,0,0,0,0,0,0,0,0,0,0,0,0,0,0,0,0,0,0,0,0,0,0,0,0]
[108.75,0,0,0,0,0,0,0,0,0,0,0,0,0,0,0,0,0,0,0,0,0,0,0,0,0,0,0,0,0,0,0,0,0,0,0,0,0,0,0,0,0,0,0,0,0,0,0,0,0,0,0,0,0,0,0,0,0,0,0,0,0,0,0,0,0,0,0,0,0,0,0,0,0,0,0,0,0,0,0,0,0,0,0,0,0,0,0,0,0,0,0,0,0,0,0,0,0,0,0,0,0,0,0,0,0,0,0,0]
[109.417,0,0,0,0,0,0,0,0,0,0,0,0,0,0,0,0,0,0,0,0,0,0,0,0,0,0,0,0,0,0,0,0,0,0,0,0,0,0,0,0,0,0,0,0,0,0,0,0,0,0,0,0,0,0,0,0,0,0,0,0,0,0,0,0,0,0,0,0,0,0,0,0,0,0,0,0,0,0,0,0,0,0,0,0,0,0,0,0,0,0,0,0,0,0,0,0,0,0,0,0,0,0,0,0,0,0,0,0]
[109.667,0,0,0,0,0,0,0,0,0,0,0,0,0,0,0,0,0,0,0,0,0,0,0,0,0,0,0,0,0,0,0,0,0,0,0,0,0,0,0,0,0,0,0,0,0,0,0,0,0,0,0,0,0,0,0,0,0,0,0,0,0,0,0,0,0,0,0,0,0,0,0,0,0,0,0,0,0,0,0,0,0,0,0,0,0,0,0,0,0,0,0,0,0,0,0,0,0,0,0,0,0,0,0,0,0,0,0,0]
[110.417,0,0,0,0,0,0,0,0,0,0,0,0,0,0,0,0,0,0,0,0,0,0,0,0,0,0,0,0,0,0,0,0,0,0,0,0,0,0,0,0,0,0,0,0,0,0,0,0,0,0,0,0,0,0,0,0,0,0,0,0,0,0,0,0,0,0,0,0,0,0,0,0,0,0,0,0,0,0,0,0,0,0,0,0,0,0,0,0,0,0,0,0,0,0,0,0,0,0,0,0,0,0,0,0,0,0,0,0]
[111.083,0,0,0,0,0,0,0,0,0,0,0,0,0,0,0,0,0,0,0,0,0,0,0,0,0,0,0,0,0,0,0,0,0,0,0,0,0,0,0,0,0,0,0,0,0,0,0,0,0,0,0,0,0,0,0,0,0,0,0,0,0,0,0,0,0,0,0,0,0,0,0,0,0,0,0,0,0,0,0,0,0,0,0,0,0,0,0,0,0,0,0,0,0,0,0,0,0,0,0,0,0,0,0,0,0,0,0,0]
[112,0,0,0,0,0,0,0,0,0,0,0,0,0,0,0,0,0,0,0,0,0,0,0,0,0,0,0,0,0,0,0,0,0,0,0,0,0,0,0,0,0,0,0,0,0,0,0,0,0,0,0,0,0,0,0,0,0,0,0,0,0,0,0,0,0,0,0,0,0,0,0,0,0,0,0,0,0,0,0,0,0,0,0,0,0,0,0,0,0,0,0,0,0,0,0,0,0,0,0,0,0,0,0,0,0,0,0,0]
[112.583,0,0,0,0,0,0,0,0,0,0,0,0,0,0,0,0,0,0,0,0,0,0,0,0,0,0,0,0,0,0,0,0,0,0,0,0,0,0,0,0,0,0,0,0,0,0,0,0,0,0,0,0,0,0,0,0,0,0,0,0,0,0,0,0,0,0,0,0,0,0,0,0,0,0,0,0,0,0,0,0,0,0,0,0,0,0,0,0,0,0,0,0,0,0,0,0,0,0,0,0,0,0,0,0,0,0,0,0]
[113.583,0,0,0,0,0,0,0,0,0,0,0,0,0,0,0,0,0,0,0,0,0,0,0,0,0,0,0,0,0,0,0,0,0,0,0,0,0,0,0,0,0,0,0,0,0,0,0,0,0,0,0,0,0,0,0,0,0,0,0,0,0,0,0,0,0,0,0,0,0,0,0,0,0,0,0,0,0,0,0,0,0,0,0,0,0,0,0,0,0,0,0,0,0,0,0,0,0,0,0,0,0,0,0,0,0,0,0,0]
[114.333,0,0,0,0,0,0,0,0,0,0,0,0,0,0,0,0,0,0,0,0,0,0,0,0,0,0,0,0,0,0,0,0,0,0,0,0,0,0,0,0,0,0,0,0,0,0,0,0,0,0,0,0,0,0,0,0,0,0,0,0,0,0,0,0,0,0,0,0,0,0,0,0,0,0,0,0,0,0,0,0,0,0,0,0,0,0,0,0,0,0,0,0,0,0,0,0,0,0,0,0,0,0,0,0,0,0,0,0]
[115,0,0,0,0,0,0,0,0,0,0,0,0,0,0,0,0,0,0,0,0,0,0,0,0,0,0,0,0,0,0,0,0,0,0,0,0,0,0,0,0,0,0,0,0,0,0,0,0,0,0,0,0,0,0,0,0,0,0,0,0,0,0,0,0,0,0,0,0,0,0,0,0,0,0,0,0,0,0,0,0,0,0,0,0,0,0,0,0,0,0,0,0,0,0,0,0,0,0,0,0,0,0,0,0,0,0,0,0]
[115.25,0,0,0,0,0,0,0,0,0,0,0,0,0,0,0,0,0,0,0,0,0,0,0,0,0,0,0,0,0,0,0,0,0,0,0,0,0,0,0,0,0,0,0,0,0,0,0,0,0,0,0,0,0,0,0,0,0,0,0,0,0,0,0,0,0,0,0,0,0,0,0,0,0,0,0,0,0,0,0,0,0,0,0,0,0,0,0,0,0,0,0,0,0,0,0,0,0,0,0,0,0,0,0,0,0,0,0,0]
[116.5,0,0,0,0,0,0,0,0,0,0,0,0,0,0,0,0,0,0,0,0,0,0,0,0,0,0,0,0,0,0,0,0,0,0,0,0,0,0,0,0,0,0,0,0,0,0,0,0,0,0,0,0,0,0,0,0,0,0,0,0,0,0,0,0,0,0,0,0,0,0,0,0,0,0,0,0,0,0,0,0,0,0,0,0,0,0,0,0,0,0,0,0,0,0,0,0,0,0,0,0,0,0,0,0,0,0,0,0]
[116.833,0,0,0,0,0,0,0,0,0,0,0,0,0,0,0,0,0,0,0,0,0,0,0,0,0,0,0,0,0,0,0,0,0,0,0,0,0,0,0,0,0,0,0,0,0,0,0,0,0,0,0,0,0,0,0,0,0,0,0,0,0,0,0,0,0,0,0,0,0,0,0,0,0,0,0,0,0,0,0,0,0,0,0,0,0,0,0,0,0,0,0,0,0,0,0,0,0,0,0,0,0,0,0,0,0,0,0,0]
[117.583,0,0,0,0,0,0,0,0,0,0,0,0,0,0,0,0,0,0,0,0,0,0,0,0,0,0,0,0,0,0,0,0,0,0,0,0,0,0,0,0,0,0,0,0,0,0,0,0,0,0,0,0,0,0,0,0,0,0,0,0,0,0,0,0,0,0,0,0,0,0,0,0,0,0,0,0,0,0,0,0,0,0,0,0,0,0,0,0,0,0,0,0,0,0,0,0,0,0,0,0,0,0,0,0,0,0,0,0]
[118.167,0,0,0,0,0,0,0,0,0,0,0,0,0,0,0,0,0,0,0,0,0,0,0,0,0,0,0,0,0,0,0,0,0,0,0,0,0,0,0,0,0,0,0,0,0,0,0,0,0,0,0,0,0,0,0,0,0,0,0,0,0,0,0,0,0,0,0,0,0,0,0,0,0,0,0,0,0,0,0,0,0,0,0,0,0,0,0,0,0,0,0,0,0,0,0,0,0,0,0,0,0,0,0,0,0,0,0,0]
[119.167,0,0,0,0,0,0,0,0,0,0,0,0,0,0,0,0,0,0,0,0,0,0,0,0,0,0,0,0,0,0,0,0,0,0,0,0,0,0,0,0,0,0,0,0,0,0,0,0,0,0,0,0,0,0,0,0,0,0,0,0,0,0,0,0,0,0,0,0,0,0,0,0,0,0,0,0,0,0,0,0,0,0,0,0,0,0,0,0,0,0,0,0,0,0,0,0,0,0,0,0,0,0,0,0,0,0,0,0]
[119.667,0,0,0,0,0,0,0,0,0,0,0,0,0,0,0,0,0,0,0,0,0,0,0,0,0,0,0,0,0,0,0,0,0,0,0,0,0,0,0,0,0,0,0,0,0,0,0,0,0,0,0,0,0,0,0,0,0,0,0,0,0,0,0,0,0,0,0,0,0,0,0,0,0,0,0,0,0,0,0,0,0,0,0,0,0,0,0,0,0,0,0,0,0,0,0,0,0,0,0,0,0,0,0,0,0,0,0,0]
[120.083,0,0,0,0,0,0,0,0,0,0,0,0,0,0,0,0,0,0,0,0,0,0,0,0,0,0,0,0,0,0,0,0,0,0,0,0,0,0,0,0,0,0,0,0,0,0,0,0,0,0,0,0,0,0,0,0,0,0,0,0,0,0,0,0,0,0,0,0,0,0,0,0,0,0,0,0,0,0,0,0,0,0,0,0,0,0,0,0,0,0,0,0,0,0,0,0,0,0,0,0,0,0,0,0,0,0,0,0]
[120.833,0,0,0,0,0,0,0,0,0,0,0,0,0,0,0,0,0,0,0,0,0,0,0,0,0,0,0,0,0,0,0,0,0,0,0,0,0,0,0,0,0,0,0,0,0,0,0,0,0,0,0,0,0,0,0,0,0,0,0,0,0,0,0,0,0,0,0,0,0,0,0,0,0,0,0,0,0,0,0,0,0,0,0,0,0,0,0,0,0,0,0,0,0,0,0,0,0,0,0,0,0,0,0,0,0,0,0,0]
[122.083,0,0,0,0,0,0,0,0,0,0,0,0,0,0,0,0,0,0,0,0,0,0,0,0,0,0,0,0,0,0,0,0,0,0,0,0,0,0,0,0,0,0,0,0,0,0,0,0,0,0,0,0,0,0,0,0,0,0,0,0,0,0,0,0,0,0,0,0,0,0,0,0,0,0,0,0,0,0,0,0,0,0,0,0,0,0,0,0,0,0,0,0,0,0,0,0,0,0,0,0,0,0,0,0,0,0,0,0]
[122.417,0,0,0,0,0,0,0,0,0,0,0,0,0,0,0,0,0,0,0,0,0,0,0,0,0,0,0,0,0,0,0,0,0,0,0,0,0,0,0,0,0,0,0,0,0,0,0,0,0,0,0,0,0,0,0,0,0,0,0,0,0,0,0,0,0,0,0,0,0,0,0,0,0,0,0,0,0,0,0,0,0,0,0,0,0,0,0,0,0,0,0,0,0,0,0,0,0,0,0,0,0,0,0,0,0,0,0,0]
[122.833,0,0,0,0,0,0,0,0,0,0,0,0,0,0,0,0,0,0,0,0,0,0,0,0,0,0,0,0,0,0,0,0,0,0,0,0,0,0,0,0,0,0,0,0,0,0,0,0,0,0,0,0,0,0,0,0,0,0,0,0,0,0,0,0,0,0,0,0,0,0,0,0,0,0,0,0,0,0,0,0,0,0,0,0,0,0,0,0,0,0,0,0,0,0,0,0,0,0,0,0,0,0,0,0,0,0,0,0]
[124,0,0,0,0,0,0,0,0,0,0,0,0,0,0,0,0,0,0,0,0,0,0,0,0,0,0,0,0,0,0,0,0,0,0,0,0,0,0,0,0,0,0,0,0,0,0,0,0,0,0,0,0,0,0,0,0,0,0,0,0,0,0,0,0,0,0,0,0,0,0,0,0,0,0,0,0,0,0,0,0,0,0,0,0,0,0,0,0,0,0,0,0,0,0,0,0,0,0,0,0,0,0,0,0,0,0,0,0]
[124.75,0,0,0,0,0,0,0,0,0,0,0,0,0,0,0,0,0,0,0,0,0,0,0,0,0,0,0,0,0,0,0,0,0,0,0,0,0,0,0,0,0,0,0,0,0,0,0,0,0,0,0,0,0,0,0,0,0,0,0,0,0,0,0,0,0,0,0,0,0,0,0,0,0,0,0,0,0,0,0,0,0,0,0,0,0,0,0,0,0,0,0,0,0,0,0,0,0,0,0,0,0,0,0,0,0,0,0,0]
[125.25,0,0,0,0,0,0,0,0,0,0,0,0,0,0,0,0,0,0,0,0,0,0,0,0,0,0,0,0,0,0,0,0,0,0,0,0,0,0,0,0,0,0,0,0,0,0,0,0,0,0,0,0,0,0,0,0,0,0,0,0,0,0,0,0,0,0,0,0,0,0,0,0,0,0,0,0,0,0,0,0,0,0,0,0,0,0,0,0,0,0,0,0,0,0,0,0,0,0,0,0,0,0,0,0,0,0,0,0]
[125.667,0,0,0,0,0,0,0,0,0,0,0,0,0,0,0,0,0,0,0,0,0,0,0,0,0,0,0,0,0,0,0,0,0,0,0,0,0,0,0,0,0,0,0,0,0,0,0,0,0,0,0,0,0,0,0,0,0,0,0,0,0,0,0,0,0,0,0,0,0,0,0,0,0,0,0,0,0,0,0,0,0,0,0,0,0,0,0,0,0,0,0,0,0,0,0,0,0,0,0,0,0,0,0,0,0,0,0,0]
[126.417,0,0,0,0,0,0,0,0,0,0,0,0,0,0,0,0,0,0,0,0,0,0,0,0,0,0,0,0,0,0,0,0,0,0,0,0,0,0,0,0,0,0,0,0,0,0,0,0,0,0,0,0,0,0,0,0,0,0,0,0,0,0,0,0,0,0,0,0,0,0,0,0,0,0,0,0,0,0,0,0,0,0,0,0,0,0,0,0,0,0,0,0,0,0,0,0,0,0,0,0,0,0,0,0,0,0,0,0]
[127.667,0,0,0,0,0,0,0,0,0,0,0,0,0,0,0,0,0,0,0,0,0,0,0,0,0,0,0,0,0,0,0,0,0,0,0,0,0,0,0,0,0,0,0,0,0,0,0,0,0,0,0,0,0,0,0,0,0,0,0,0,0,0,0,0,0,0,0,0,0,0,0,0,0,0,0,0,0,0,0,0,0,0,0,0,0,0,0,0,0,0,0,0,0,0,0,0,0,0,0,0,0,0,0,0,0,0,0,0]
[128,0,0,0,0,0,0,0,0,0,0,0,0,0,0,0,0,0,0,0,0,0,0,0,0,0,0,0,0,0,0,0,0,0,0,0,0,0,0,0,0,0,0,0,0,0,0,0,0,0,0,0,0,0,0,0,0,0,0,0,0,0,0,0,0,0,0,0,0,0,0,0,0,0,0,0,0,0,0,0,0,0,0,0,0,0,0,0,0,0,0,0,0,0,0,0,0,0,0,0,0,0,0,0,0,0,0,0,0]
[128.417,0,0,0,0,0,0,0,0,0,0,0,0,0,0,0,0,0,0,0,0,0,0,0,0,0,0,0,0,0,0,0,0,0,0,0,0,0,0,0,0,0,0,0,0,0,0,0,0,0,0,0,0,0,0,0,0,0,0,0,0,0,0,0,0,0,0,0,0,0,0,0,0,0,0,0,0,0,0,0,0,0,0,0,0,0,0,0,0,0,0,0,0,0,0,0,0,0,0,0,0,0,0,0,0,0,0,0,0]
[129.583,0,0,0,0,0,0,0,0,0,0,0,0,0,0,0,0,0,0,0,0,0,0,0,0,0,0,0,0,0,0,0,0,0,0,0,0,0,0,0,0,0,0,0,0,0,0,0,0,0,0,0,0,0,0,0,0,0,0,0,0,0,0,0,0,0,0,0,0,0,0,0,0,0,0,0,0,0,0,0,0,0,0,0,0,0,0,0,0,0,0,0,0,0,0,0,0,0,0,0,0,0,0,0,0,0,0,0,0]
[130.333,0,0,0,0,0,0,0,0,0,0,0,0,0,0,0,0,0,0,0,0,0,0,0,0,0,0,0,0,0,0,0,0,0,0,0,0,0,0,0,0,0,0,0,0,0,0,0,0,0,0,0,0,0,0,0,0,0,0,0,0,0,0,0,0,0,0,0,0,0,0,0,0,0,0,0,0,0,0,0,0,0,0,0,0,0,0,0,0,0,0,0,0,0,0,0,0,0,0,0,0,0,0,0,0,0,0,0,0]
[130.833,0,0,0,0,0,0,0,0,0,0,0,0,0,0,0,0,0,0,0,0,0,0,0,0,0,0,0,0,0,0,0,0,0,0,0,0,0,0,0,0,0,0,0,0,0,0,0,0,0,0,0,0,0,0,0,0,0,0,0,0,0,0,0,0,0,0,0,0,0,0,0,0,0,0,0,0,0,0,0,0,0,0,0,0,0,0,0,0,0,0,0,0,0,0,0,0,0,0,0,0,0,0,0,0,0,0,0,0]
[131.25,0,0,0,0,0,0,0,0,0,0,0,0,0,0,0,0,0,0,0,0,0,0,0,0,0,0,0,0,0,0,0,0,0,0,0,0,0,0,0,0,0,0,0,0,0,0,0,0,0,0,0,0,0,0,0,0,0,0,0,0,0,0,0,0,0,0,0,0,0,0,0,0,0,0,0,0,0,0,0,0,0,0,0,0,0,0,0,0,0,0,0,0,0,0,0,0,0,0,0,0,0,0,0,0,0,0,0,0]
[132.333,0,0,0,0,0,0,0,0,0,0,0,0,0,0,0,0,0,0,0,0,0,0,0,0,0,0,0,0,0,0,0,0,0,0,0,0,0,0,0,0,0,0,0,0,0,0,0,0,0,0,0,0,0,0,0,0,0,0,0,0,0,0,0,0,0,0,0,0,0,0,0,0,0,0,0,0,0,0,0,0,0,0,0,0,0,0,0,0,0,0,0,0,0,0,0,0,0,0,0,0,0,0,0,0,0,0,0,0]
[132.833,0,0,0,0,0,0,0,0,0,0,0,0,0,0,0,0,0,0,0,0,0,0,0,0,0,0,0,0,0,0,0,0,0,0,0,0,0,0,0,0,0,0,0,0,0,0,0,0,0,0,0,0,0,0,0,0,0,0,0,0,0,0,0,0,0,0,0,0,0,0,0,0,0,0,0,0,0,0,0,0,0,0,0,0,0,0,0,0,0,0,0,0,0,0,0,0,0,0,0,0,0,0,0,0,0,0,0,0]
[133.583,0,0,0,0,0,0,0,0,0,0,0,0,0,0,0,0,0,0,0,0,0,0,0,0,0,0,0,0,0,0,0,0,0,0,0,0,0,0,0,0,0,0,0,0,0,0,0,0,0,0,0,0,0,0,0,0,0,0,0,0,0,0,0,0,0,0,0,0,0,0,0,0,0,0,0,0,0,0,0,0,0,0,0,0,0,0,0,0,0,0,0,0,0,0,0,0,0,0,0,0,0,0,0,0,0,0,0,0]
[134,0,0,0,0,0,0,0,0,0,0,0,0,0,0,0,0,0,0,0,0,0,0,0,0,0,0,0,0,0,0,0,0,0,0,0,0,0,0,0,0,0,0,0,0,0,0,0,0,0,0,0,0,0,0,0,0,0,0,0,0,0,0,0,0,0,0,0,0,0,0,0,0,0,0,0,0,0,0,0,0,0,0,0,0,0,0,0,0,0,0,0,0,0,0,0,0,0,0,0,0,0,0,0,0,0,0,0,0]
[135.167,0,0,0,0,0,0,0,0,0,0,0,0,0,0,0,0,0,0,0,0,0,0,0,0,0,0,0,0,0,0,0,0,0,0,0,0,0,0,0,0,0,0,0,0,0,0,0,0,0,0,0,0,0,0,0,0,0,0,0,0,0,0,0,0,0,0,0,0,0,0,0,0,0,0,0,0,0,0,0,0,0,0,0,0,0,0,0,0,0,0,0,0,0,0,0,0,0,0,0,0,0,0,0,0,0,0,0,0]
[135.5,0,0,0,0,0,0,0,0,0,0,0,0,0,0,0,0,0,0,0,0,0,0,0,0,0,0,0,0,0,0,0,0,0,0,0,0,0,0,0,0,0,0,0,0,0,0,0,0,0,0,0,0,0,0,0,0,0,0,0,0,0,0,0,0,0,0,0,0,0,0,0,0,0,0,0,0,0,0,0,0,0,0,0,0,0,0,0,0,0,0,0,0,0,0,0,0,0,0,0,0,0,0,0,0,0,0,0,0]
[136.75,0,0,0,0,0,0,0,0,0,0,0,0,0,0,0,0,0,0,0,0,0,0,0,0,0,0,0,0,0,0,0,0,0,0,0,0,0,0,0,0,0,0,0,0,0,0,0,0,0,0,0,0,0,0,0,0,0,0,0,0,0,0,0,0,0,0,0,0,0,0,0,0,0,0,0,0,0,0,0,0,0,0,0,0,0,0,0,0,0,0,0,0,0,0,0,0,0,0,0,0,0,0,0,0,0,0,0,0]
[136.833,0,0,0,0,0,0,0,0,0,0,0,0,0,0,0,0,0,0,0,0,0,0,0,0,0,0,0,0,0,0,0,0,0,0,0,0,0,0,0,0,0,0,0,0,0,0,0,0,0,0,0,0,0,0,0,0,0,0,0,0,0,0,0,0,0,0,0,0,0,0,0,0,0,0,0,0,0,0,0,0,0,0,0,0,0,0,0,0,0,0,0,0,0,0,0,0,0,0,0,0,0,0,0,0,0,0,0,0]
[137.917,0,0,0,0,0,0,0,0,0,0,0,0,0,0,0,0,0,0,0,0,0,0,0,0,0,0,0,0,0,0,0,0,0,0,0,0,0,0,0,0,0,0,0,0,0,0,0,0,0,0,0,0,0,0,0,0,0,0,0,0,0,0,0,0,0,0,0,0,0,0,0,0,0,0,0,0,0,0,0,0,0,0,0,0,0,0,0,0,0,0,0,0,0,0,0,0,0,0,0,0,0,0,0,0,0,0,0,0]
[138.417,0,0,0,0,0,0,0,0,0,0,0,0,0,0,0,0,0,0,0,0,0,0,0,0,0,0,0,0,0,0,0,0,0,0,0,0,0,0,0,0,0,0,0,0,0,0,0,0,0,0,0,0,0,0,0,0,0,0,0,0,0,0,0,0,0,0,0,0,0,0,0,0,0,0,0,0,0,0,0,0,0,0,0,0,0,0,0,0,0,0,0,0,0,0,0,0,0,0,0,0,0,0,0,0,0,0,0,0]
[139.083,0,0,0,0,0,0,0,0,0,0,0,0,0,0,0,0,0,0,0,0,0,0,0,0,0,0,0,0,0,0,0,0,0,0,0,0,0,0,0,0,0,0,0,0,0,0,0,0,0,0,0,0,0,0,0,0,0,0,0,0,0,0,0,0,0,0,0,0,0,0,0,0,0,0,0,0,0,0,0,0,0,0,0,0,0,0,0,0,0,0,0,0,0,0,0,0,0,0,0,0,0,0,0,0,0,0,0,0]
[140,0,0,0,0,0,0,0,0,0,0,0,0,0,0,0,0,0,0,0,0,0,0,0,0,0,0,0,0,0,0,0,0,0,0,0,0,0,0,0,0,0,0,0,0,0,0,0,0,0,0,0,0,0,0,0,0,0,0,0,0,0,0,0,0,0,0,0,0,0,0,0,0,0,0,0,0,0,0,0,0,0,0,0,0,0,0,0,0,0,0,0,0,0,0,0,0,0,0,0,0,0,0,0,0,0,0,0,0]
[140.75,0,0,0,0,0,0,0,0,0,0,0,0,0,0,0,0,0,0,0,0,0,0,0,0,0,0,0,0,0,0,0,0,0,0,0,0,0,0,0,0,0,0,0,0,0,0,0,0,0,0,0,0,0,0,0,0,0,0,0,0,0,0,0,0,0,0,0,0,0,0,0,0,0,0,0,0,0,0,0,0,0,0,0,0,0,0,0,0,0,0,0,0,0,0,0,0,0,0,0,0,0,0,0,0,0,0,0,0]
[141.083,0,0,0,0,0,0,0,0,0,0,0,0,0,0,0,0,0,0,0,0,0,0,0,0,0,0,0,0,0,0,0,0,0,0,0,0,0,0,0,0,0,0,0,0,0,0,0,0,0,0,0,0,0,0,0,0,0,0,0,0,0,0,0,0,0,0,0,0,0,0,0,0,0,0,0,0,0,0,0,0,0,0,0,0,0,0,0,0,0,0,0,0,0,0,0,0,0,0,0,0,0,0,0,0,0,0,0,0]
[142.333,0,0,0,0,0,0,0,0,0,0,0,0,0,0,0,0,0,0,0,0,0,0,0,0,0,0,0,0,0,0,0,0,0,0,0,0,0,0,0,0,0,0,0,0,0,0,0,0,0,0,0,0,0,0,0,0,0,0,0,0,0,0,0,0,0,0,0,0,0,0,0,0,0,0,0,0,0,0,0,0,0,0,0,0,0,0,0,0,0,0,0,0,0,0,0,0,0,0,0,0,0,0,0,0,0,0,0,0]
[142.417,0,0,0,0,0,0,0,0,0,0,0,0,0,0,0,0,0,0,0,0,0,0,0,0,0,0,0,0,0,0,0,0,0,0,0,0,0,0,0,0,0,0,0,0,0,0,0,0,0,0,0,0,0,0,0,0,0,0,0,0,0,0,0,0,0,0,0,0,0,0,0,0,0,0,0,0,0,0,0,0,0,0,0,0,0,0,0,0,0,0,0,0,0,0,0,0,0,0,0,0,0,0,0,0,0,0,0,0]
[143.5,0,0,0,0,0,0,0,0,0,0,0,0,0,0,0,0,0,0,0,0,0,0,0,0,0,0,0,0,0,0,0,0,0,0,0,0,0,0,0,0,0,0,0,0,0,0,0,0,0,0,0,0,0,0,0,0,0,0,0,0,0,0,0,0,0,0,0,0,0,0,0,0,0,0,0,0,0,0,0,0,0,0,0,0,0,0,0,0,0,0,0,0,0,0,0,0,0,0,0,0,0,0,0,0,0,0,0,0]
[144,0,0,0,0,0,0,0,0,0,0,0,0,0,0,0,0,0,0,0,0,0,0,0,0,0,0,0,0,0,0,0,0,0,0,0,0,0,0,0,0,0,0,0,0,0,0,0,0,0,0,0,0,0,0,0,0,0,0,0,0,0,0,0,0,0,0,0,0,0,0,0,0,0,0,0,0,0,0,0,0,0,0,0,0,0,0,0,0,0,0,0,0,0,0,0,0,0,0,0,0,0,0,0,0,0,0,0,0]
[144.667,0,0,0,0,0,0,0,0,0,0,0,0,0,0,0,0,0,0,0,0,0,0,0,0,0,0,0,0,0,0,0,0,0,0,0,0,0,0,0,0,0,0,0,0,0,0,0,0,0,0,0,0,0,0,0,0,0,0,0,0,0,0,0,0,0,0,0,0,0,0,0,0,0,0,0,0,0,0,0,0,0,0,0,0,0,0,0,0,0,0,0,0,0,0,0,0,0,0,0,0,0,0,0,0,0,0,0,0]
[145.583,0,0,0,0,0,0,0,0,0,0,0,0,0,0,0,0,0,0,0,0,0,0,0,0,0,0,0,0,0,0,0,0,0,0,0,0,0,0,0,0,0,0,0,0,0,0,0,0,0,0,0,0,0,0,0,0,0,0,0,0,0,0,0,0,0,0,0,0,0,0,0,0,0,0,0,0,0,0,0,0,0,0,0,0,0,0,0,0,0,0,0,0,0,0,0,0,0,0,0,0,0,0,0,0,0,0,0,0]
[146.333,0,0,0,0,0,0,0,0,0,0,0,0,0,0,0,0,0,0,0,0,0,0,0,0,0,0,0,0,0,0,0,0,0,0,0,0,0,0,0,0,0,0,0,0,0,0,0,0,0,0,0,0,0,0,0,0,0,0,0,0,0,0,0,0,0,0,0,0,0,0,0,0,0,0,0,0,0,0,0,0,0,0,0,0,0,0,0,0,0,0,0,0,0,0,0,0,0,0,0,0,0,0,0,0,0,0,0,0]
[146.667,0,0,0,0,0,0,0,0,0,0,0,0,0,0,0,0,0,0,0,0,0,0,0,0,0,0,0,0,0,0,0,0,0,0,0,0,0,0,0,0,0,0,0,0,0,0,0,0,0,0,0,0,0,0,0,0,0,0,0,0,0,0,0,0,0,0,0,0,0,0,0,0,0,0,0,0,0,0,0,0,0,0,0,0,0,0,0,0,0,0,0,0,0,0,0,0,0,0,0,0,0,0,0,0,0,0,0,0]
[147.917,0,0,0,0,0,0,0,0,0,0,0,0,0,0,0,0,0,0,0,0,0,0,0,0,0,0,0,0,0,0,0,0,0,0,0,0,0,0,0,0,0,0,0,0,0,0,0,0,0,0,0,0,0,0,0,0,0,0,0,0,0,0,0,0,0,0,0,0,0,0,0,0,0,0,0,0,0,0,0,0,0,0,0,0,0,0,0,0,0,0,0,0,0,0,0,0,0,0,0,0,0,0,0,0,0,0,0,0]
[148.583,0,0,0,0,0,0,0,0,0,0,0,0,0,0,0,0,0,0,0,0,0,0,0,0,0,0,0,0,0,0,0,0,0,0,0,0,0,0,0,0,0,0,0,0,0,0,0,0,0,0,0,0,0,0,0,0,0,0,0,0,0,0,0,0,0,0,0,0,0,0,0,0,0,0,0,0,0,0,0,0,0,0,0,0,0,0,0,0,0,0,0,0,0,0,0,0,0,0,0,0,0,0,0,0,0,0,0,0]
[148.833,0,0,0,0,0,0,0,0,0,0,0,0,0,0,0,0,0,0,0,0,0,0,0,0,0,0,0,0,0,0,0,0,0,0,0,0,0,0,0,0,0,0,0,0,0,0,0,0,0,0,0,0,0,0,0,0,0,0,0,0,0,0,0,0,0,0,0,0,0,0,0,0,0,0,0,0,0,0,0,0,0,0,0,0,0,0,0,0,0,0,0,0,0,0,0,0,0,0,0,0,0,0,0,0,0,0,0,0]
[149.583,0,0,0,0,0,0,0,0,0,0,0,0,0,0,0,0,0,0,0,0,0,0,0,0,0,0,0,0,0,0,0,0,0,0,0,0,0,0,0,0,0,0,0,0,0,0,0,0,0,0,0,0,0,0,0,0,0,0,0,0,0,0,0,0,0,0,0,0,0,0,0,0,0,0,0,0,0,0,0,0,0,0,0,0,0,0,0,0,0,0,0,0,0,0,0,0,0,0,0,0,0,0,0,0,0,0,0,0]
[150.583,0,0,0,0,0,0,0,0,0,0,0,0,0,0,0,0,0,0,0,0,0,0,0,0,0,0,0,0,0,0,0,0,0,0,0,0,0,0,0,0,0,0,0,0,0,0,0,0,0,0,0,0,0,0,0,0,0,0,0,0,0,0,0,0,0,0,0,0,0,0,0,0,0,0,0,0,0,0,0,0,0,0,0,0,0,0,0,0,0,0,0,0,0,0,0,0,0,0,0,0,0,0,0,0,0,0,0,0]
[151.167,0,0,0,0,0,0,0,0,0,0,0,0,0,0,0,0,0,0,0,0,0,0,0,0,0,0,0,0,0,0,0,0,0,0,0,0,0,0,0,0,0,0,0,0,0,0,0,0,0,0,0,0,0,0,0,0,0,0,0,0,0,0,0,0,0,0,0,0,0,0,0,0,0,0,0,0,0,0,0,0,0,0,0,0,0,0,0,0,0,0,0,0,0,0,0,0,0,0,0,0,0,0,0,0,0,0,0,0]
[151.75,0,0,0,0,0,0,0,0,0,0,0,0,0,0,0,0,0,0,0,0,0,0,0,0,0,0,0,0,0,0,0,0,0,0,0,0,0,0,0,0,0,0,0,0,0,0,0,0,0,0,0,0,0,0,0,0,0,0,0,0,0,0,0,0,0,0,0,0,0,0,0,0,0,0,0,0,0,0,0,0,0,0,0,0,0,0,0,0,0,0,0,0,0,0,0,0,0,0,0,0,0,0,0,0,0,0,0,0]
[152.75,0,0,0,0,0,0,0,0,0,0,0,0,0,0,0,0,0,0,0,0,0,0,0,0,0,0,0,0,0,0,0,0,0,0,0,0,0,0,0,0,0,0,0,0,0,0,0,0,0,0,0,0,0,0,0,0,0,0,0,0,0,0,0,0,0,0,0,0,0,0,0,0,0,0,0,0,0,0,0,0,0,0,0,0,0,0,0,0,0,0,0,0,0,0,0,0,0,0,0,0,0,0,0,0,0,0,0,0]
[153.5,0,0,0,0,0,0,0,0,0,0,0,0,0,0,0,0,0,0,0,0,0,0,0,0,0,0,0,0,0,0,0,0,0,0,0,0,0,0,0,0,0,0,0,0,0,0,0,0,0,0,0,0,0,0,0,0,0,0,0,0,0,0,0,0,0,0,0,0,0,0,0,0,0,0,0,0,0,0,0,0,0,0,0,0,0,0,0,0,0,0,0,0,0,0,0,0,0,0,0,0,0,0,0,0,0,0,0,0]
[154.167,0,0,0,0,0,0,0,0,0,0,0,0,0,0,0,0,0,0,0,0,0,0,0,0,0,0,0,0,0,0,0,0,0,0,0,0,0,0,0,0,0,0,0,0,0,0,0,0,0,0,0,0,0,0,0,0,0,0,0,0,0,0,0,0,0,0,0,0,0,0,0,0,0,0,0,0,0,0,0,0,0,0,0,0,0,0,0,0,0,0,0,0,0,0,0,0,0,0,0,0,0,0,0,0,0,0,0,0]
[154.417,0,0,0,0,0,0,0,0,0,0,0,0,0,0,0,0,0,0,0,0,0,0,0,0,0,0,0,0,0,0,0,0,0,0,0,0,0,0,0,0,0,0,0,0,0,0,0,0,0,0,0,0,0,0,0,0,0,0,0,0,0,0,0,0,0,0,0,0,0,0,0,0,0,0,0,0,0,0,0,0,0,0,0,0,0,0,0,0,0,0,0,0,0,0,0,0,0,0,0,0,0,0,0,0,0,0,0,0]
[155.667,0,0,0,0,0,0,0,0,0,0,0,0,0,0,0,0,0,0,0,0,0,0,0,0,0,0,0,0,0,0,0,0,0,0,0,0,0,0,0,0,0,0,0,0,0,0,0,0,0,0,0,0,0,0,0,0,0,0,0,0,0,0,0,0,0,0,0,0,0,0,0,0,0,0,0,0,0,0,0,0,0,0,0,0,0,0,0,0,0,0,0,0,0,0,0,0,0,0,0,0,0,0,0,0,0,0,0,0]
[156,0,0,0,0,0,0,0,0,0,0,0,0,0,0,0,0,0,0,0,0,0,0,0,0,0,0,0,0,0,0,0,0,0,0,0,0,0,0,0,0,0,0,0,0,0,0,0,0,0,0,0,0,0,0,0,0,0,0,0,0,0,0,0,0,0,0,0,0,0,0,0,0,0,0,0,0,0,0,0,0,0,0,0,0,0,0,0,0,0,0,0,0,0,0,0,0,0,0,0,0,0,0,0,0,0,0,0,0]
[156.75,0,0,0,0,0,0,0,0,0,0,0,0,0,0,0,0,0,0,0,0,0,0,0,0,0,0,0,0,0,0,0,0,0,0,0,0,0,0,0,0,0,0,0,0,0,0,0,0,0,0,0,0,0,0,0,0,0,0,0,0,0,0,0,0,0,0,0,0,0,0,0,0,0,0,0,0,0,0,0,0,0,0,0,0,0,0,0,0,0,0,0,0,0,0,0,0,0,0,0,0,0,0,0,0,0,0,0,0]
[157.333,0,0,0,0,0,0,0,0,0,0,0,0,0,0,0,0,0,0,0,0,0,0,0,0,0,0,0,0,0,0,0,0,0,0,0,0,0,0,0,0,0,0,0,0,0,0,0,0,0,0,0,0,0,0,0,0,0,0,0,0,0,0,0,0,0,0,0,0,0,0,0,0,0,0,0,0,0,0,0,0,0,0,0,0,0,0,0,0,0,0,0,0,0,0,0,0,0,0,0,0,0,0,0,0,0,0,0,0]
[158.333,0,0,0,0,0,0,0,0,0,0,0,0,0,0,0,0,0,0,0,0,0,0,0,0,0,0,0,0,0,0,0,0,0,0,0,0,0,0,0,0,0,0,0,0,0,0,0,0,0,0,0,0,0,0,0,0,0,0,0,0,0,0,0,0,0,0,0,0,0,0,0,0,0,0,0,0,0,0,0,0,0,0,0,0,0,0,0,0,0,0,0,0,0,0,0,0,0,0,0,0,0,0,0,0,0,0,0,0]
[158.833,0,0,0,0,0,0,0,0,0,0,0,0,0,0,0,0,0,0,0,0,0,0,0,0,0,0,0,0,0,0,0,0,0,0,0,0,0,0,0,0,0,0,0,0,0,0,0,0,0,0,0,0,0,0,0,0,0,0,0,0,0,0,0,0,0,0,0,0,0,0,0,0,0,0,0,0,0,0,0,0,0,0,0,0,0,0,0,0,0,0,0,0,0,0,0,0,0,0,0,0,0,0,0,0,0,0,0,0]
[159.25,0,0,0,0,0,0,0,0,0,0,0,0,0,0,0,0,0,0,0,0,0,0,0,0,0,0,0,0,0,0,0,0,0,0,0,0,0,0,0,0,0,0,0,0,0,0,0,0,0,0,0,0,0,0,0,0,0,0,0,0,0,0,0,0,0,0,0,0,0,0,0,0,0,0,0,0,0,0,0,0,0,0,0,0,0,0,0,0,0,0,0,0,0,0,0,0,0,0,0,0,0,0,0,0,0,0,0,0]
[160,0,0,0,0,0,0,0,0,0,0,0,0,0,0,0,0,0,0,0,0,0,0,0,0,0,0,0,0,0,0,0,0,0,0,0,0,0,0,0,0,0,0,0,0,0,0,0,0,0,0,0,0,0,0,0,0,0,0,0,0,0,0,0,0,0,0,0,0,0,0,0,0,0,0,0,0,0,0,0,0,0,0,0,0,0,0,0,0,0,0,0,0,0,0,0,0,0,0,0,0,0,0,0,0,0,0,0,0]
[161.25,0,0,0,0,0,0,0,0,0,0,0,0,0,0,0,0,0,0,0,0,0,0,0,0,0,0,0,0,0,0,0,0,0,0,0,0,0,0,0,0,0,0,0,0,0,0,0,0,0,0,0,0,0,0,0,0,0,0,0,0,0,0,0,0,0,0,0,0,0,0,0,0,0,0,0,0,0,0,0,0,0,0,0,0,0,0,0,0,0,0,0,0,0,0,0,0,0,0,0,0,0,0,0,0,0,0,0,0]
[161.583,0,0,0,0,0,0,0,0,0,0,0,0,0,0,0,0,0,0,0,0,0,0,0,0,0,0,0,0,0,0,0,0,0,0,0,0,0,0,0,0,0,0,0,0,0,0,0,0,0,0,0,0,0,0,0,0,0,0,0,0,0,0,0,0,0,0,0,0,0,0,0,0,0,0,0,0,0,0,0,0,0,0,0,0,0,0,0,0,0,0,0,0,0,0,0,0,0,0,0,0,0,0,0,0,0,0,0,0]
[162.333,0,0,0,0,0,0,0,0,0,0,0,0,0,0,0,0,0,0,0,0,0,0,0,0,0,0,0,0,0,0,0,0,0,0,0,0,0,0,0,0,0,0,0,0,0,0,0,0,0,0,0,0,0,0,0,0,0,0,0,0,0,0,0,0,0,0,0,0,0,0,0,0,0,0,0,0,0,0,0,0,0,0,0,0,0,0,0,0,0,0,0,0,0,0,0,0,0,0,0,0,0,0,0,0,0,0,0,0]
[162.917,0,0,0,0,0,0,0,0,0,0,0,0,0,0,0,0,0,0,0,0,0,0,0,0,0,0,0,0,0,0,0,0,0,0,0,0,0,0,0,0,0,0,0,0,0,0,0,0,0,0,0,0,0,0,0,0,0,0,0,0,0,0,0,0,0,0,0,0,0,0,0,0,0,0,0,0,0,0,0,0,0,0,0,0,0,0,0,0,0,0,0,0,0,0,0,0,0,0,0,0,0,0,0,0,0,0,0,0]
[163.917,0,0,0,0,0,0,0,0,0,0,0,0,0,0,0,0,0,0,0,0,0,0,0,0,0,0,0,0,0,0,0,0,0,0,0,0,0,0,0,0,0,0,0,0,0,0,0,0,0,0,0,0,0,0,0,0,0,0,0,0,0,0,0,0,0,0,0,0,0,0,0,0,0,0,0,0,0,0,0,0,0,0,0,0,0,0,0,0,0,0,0,0,0,0,0,0,0,0,0,0,0,0,0,0,0,0,0,0]
[164.417,0,0,0,0,0,0,0,0,0,0,0,0,0,0,0,0,0,0,0,0,0,0,0,0,0,0,0,0,0,0,0,0,0,0,0,0,0,0,0,0,0,0,0,0,0,0,0,0,0,0,0,0,0,0,0,0,0,0,0,0,0,0,0,0,0,0,0,0,0,0,0,0,0,0,0,0,0,0,0,0,0,0,0,0,0,0,0,0,0,0,0,0,0,0,0,0,0,0,0,0,0,0,0,0,0,0,0,0]
[164.833,0,0,0,0,0,0,0,0,0,0,0,0,0,0,0,0,0,0,0,0,0,0,0,0,0,0,0,0,0,0,0,0,0,0,0,0,0,0,0,0,0,0,0,0,0,0,0,0,0,0,0,0,0,0,0,0,0,0,0,0,0,0,0,0,0,0,0,0,0,0,0,0,0,0,0,0,0,0,0,0,0,0,0,0,0,0,0,0,0,0,0,0,0,0,0,0,0,0,0,0,0,0,0,0,0,0,0,0]
[165.583,0,0,0,0,0,0,0,0,0,0,0,0,0,0,0,0,0,0,0,0,0,0,0,0,0,0,0,0,0,0,0,0,0,0,0,0,0,0,0,0,0,0,0,0,0,0,0,0,0,0,0,0,0,0,0,0,0,0,0,0,0,0,0,0,0,0,0,0,0,0,0,0,0,0,0,0,0,0,0,0,0,0,0,0,0,0,0,0,0,0,0,0,0,0,0,0,0,0,0,0,0,0,0,0,0,0,0,0]
[166.833,0,0,0,0,0,0,0,0,0,0,0,0,0,0,0,0,0,0,0,0,0,0,0,0,0,0,0,0,0,0,0,0,0,0,0,0,0,0,0,0,0,0,0,0,0,0,0,0,0,0,0,0,0,0,0,0,0,0,0,0,0,0,0,0,0,0,0,0,0,0,0,0,0,0,0,0,0,0,0,0,0,0,0,0,0,0,0,0,0,0,0,0,0,0,0,0,0,0,0,0,0,0,0,0,0,0,0,0]
[167.167,0,0,0,0,0,0,0,0,0,0,0,0,0,0,0,0,0,0,0,0,0,0,0,0,0,0,0,0,0,0,0,0,0,0,0,0,0,0,0,0,0,0,0,0,0,0,0,0,0,0,0,0,0,0,0,0,0,0,0,0,0,0,0,0,0,0,0,0,0,0,0,0,0,0,0,0,0,0,0,0,0,0,0,0,0,0,0,0,0,0,0,0,0,0,0,0,0,0,0,0,0,0,0,0,0,0,0,0]
[167.583,0,0,0,0,0,0,0,0,0,0,0,0,0,0,0,0,0,0,0,0,0,0,0,0,0,0,0,0,0,0,0,0,0,0,0,0,0,0,0,0,0,0,0,0,0,0,0,0,0,0,0,0,0,0,0,0,0,0,0,0,0,0,0,0,0,0,0,0,0,0,0,0,0,0,0,0,0,0,0,0,0,0,0,0,0,0,0,0,0,0,0,0,0,0,0,0,0,0,0,0,0,0,0,0,0,0,0,0]
[168.75,0,0,0,0,0,0,0,0,0,0,0,0,0,0,0,0,0,0,0,0,0,0,0,0,0,0,0,0,0,0,0,0,0,0,0,0,0,0,0,0,0,0,0,0,0,0,0,0,0,0,0,0,0,0,0,0,0,0,0,0,0,0,0,0,0,0,0,0,0,0,0,0,0,0,0,0,0,0,0,0,0,0,0,0,0,0,0,0,0,0,0,0,0,0,0,0,0,0,0,0,0,0,0,0,0,0,0,0]
[169.5,0,0,0,0,0,0,0,0,0,0,0,0,0,0,0,0,0,0,0,0,0,0,0,0,0,0,0,0,0,0,0,0,0,0,0,0,0,0,0,0,0,0,0,0,0,0,0,0,0,0,0,0,0,0,0,0,0,0,0,0,0,0,0,0,0,0,0,0,0,0,0,0,0,0,0,0,0,0,0,0,0,0,0,0,0,0,0,0,0,0,0,0,0,0,0,0,0,0,0,0,0,0,0,0,0,0,0,0]
[170,0,0,0,0,0,0,0,0,0,0,0,0,0,0,0,0,0,0,0,0,0,0,0,0,0,0,0,0,0,0,0,0,0,0,0,0,0,0,0,0,0,0,0,0,0,0,0,0,0,0,0,0,0,0,0,0,0,0,0,0,0,0,0,0,0,0,0,0,0,0,0,0,0,0,0,0,0,0,0,0,0,0,0,0,0,0,0,0,0,0,0,0,0,0,0,0,0,0,0,0,0,0,0,0,0,0,0,0]
[170.417,0,0,0,0,0,0,0,0,0,0,0,0,0,0,0,0,0,0,0,0,0,0,0,0,0,0,0,0,0,0,0,0,0,0,0,0,0,0,0,0,0,0,0,0,0,0,0,0,0,0,0,0,0,0,0,0,0,0,0,0,0,0,0,0,0,0,0,0,0,0,0,0,0,0,0,0,0,0,0,0,0,0,0,0,0,0,0,0,0,0,0,0,0,0,0,0,0,0,0,0,0,0,0,0,0,0,0,0]
[171.5,0,0,0,0,0,0,0,0,0,0,0,0,0,0,0,0,0,0,0,0,0,0,0,0,0,0,0,0,0,0,0,0,0,0,0,0,0,0,0,0,0,0,0,0,0,0,0,0,0,0,0,0,0,0,0,0,0,0,0,0,0,0,0,0,0,0,0,0,0,0,0,0,0,0,0,0,0,0,0,0,0,0,0,0,0,0,0,0,0,0,0,0,0,0,0,0,0,0,0,0,0,0,0,0,0,0,0,0]
[172,0,0,0,0,0,0,0,0,0,0,0,0,0,0,0,0,0,0,0,0,0,0,0,0,0,0,0,0,0,0,0,0,0,0,0,0,0,0,0,0,0,0,0,0,0,0,0,0,0,0,0,0,0,0,0,0,0,0,0,0,0,0,0,0,0,0,0,0,0,0,0,0,0,0,0,0,0,0,0,0,0,0,0,0,0,0,0,0,0,0,0,0,0,0,0,0,0,0,0,0,0,0,0,0,0,0,0,0]
[172.75,0,0,0,0,0,0,0,0,0,0,0,0,0,0,0,0,0,0,0,0,0,0,0,0,0,0,0,0,0,0,0,0,0,0,0,0,0,0,0,0,0,0,0,0,0,0,0,0,0,0,0,0,0,0,0,0,0,0,0,0,0,0,0,0,0,0,0,0,0,0,0,0,0,0,0,0,0,0,0,0,0,0,0,0,0,0,0,0,0,0,0,0,0,0,0,0,0,0,0,0,0,0,0,0,0,0,0,0]
[173.167,0,0,0,0,0,0,0,0,0,0,0,0,0,0,0,0,0,0,0,0,0,0,0,0,0,0,0,0,0,0,0,0,0,0,0,0,0,0,0,0,0,0,0,0,0,0,0,0,0,0,0,0,0,0,0,0,0,0,0,0,0,0,0,0,0,0,0,0,0,0,0,0,0,0,0,0,0,0,0,0,0,0,0,0,0,0,0,0,0,0,0,0,0,0,0,0,0,0,0,0,0,0,0,0,0,0,0,0]
[174.333,0,0,0,0,0,0,0,0,0,0,0,0,0,0,0,0,0,0,0,0,0,0,0,0,0,0,0,0,0,0,0,0,0,0,0,0,0,0,0,0,0,0,0,0,0,0,0,0,0,0,0,0,0,0,0,0,0,0,0,0,0,0,0,0,0,0,0,0,0,0,0,0,0,0,0,0,0,0,0,0,0,0,0,0,0,0,0,0,0,0,0,0,0,0,0,0,0,0,0,0,0,0,0,0,0,0,0,0]
[174.667,0,0,0,0,0,0,0,0,0,0,0,0,0,0,0,0,0,0,0,0,0,0,0,0,0,0,0,0,0,0,0,0,0,0,0,0,0,0,0,0,0,0,0,0,0,0,0,0,0,0,0,0,0,0,0,0,0,0,0,0,0,0,0,0,0,0,0,0,0,0,0,0,0,0,0,0,0,0,0,0,0,0,0,0,0,0,0,0,0,0,0,0,0,0,0,0,0,0,0,0,0,0,0,0,0,0,0,0]
[175.917,0,0,0,0,0,0,0,0,0,0,0,0,0,0,0,0,0,0,0,0,0,0,0,0,0,0,0,0,0,0,0,0,0,0,0,0,0,0,0,0,0,0,0,0,0,0,0,0,0,0,0,0,0,0,0,0,0,0,0,0,0,0,0,0,0,0,0,0,0,0,0,0,0,0,0,0,0,0,0,0,0,0,0,0,0,0,0,0,0,0,0,0,0,0,0,0,0,0,0,0,0,0,0,0,0,0,0,0]
[176,0,0,0,0,0,0,0,0,0,0,0,0,0,0,0,0,0,0,0,0,0,0,0,0,0,0,0,0,0,0,0,0,0,0,0,0,0,0,0,0,0,0,0,0,0,0,0,0,0,0,0,0,0,0,0,0,0,0,0,0,0,0,0,0,0,0,0,0,0,0,0,0,0,0,0,0,0,0,0,0,0,0,0,0,0,0,0,0,0,0,0,0,0,0,0,0,0,0,0,0,0,0,0,0,0,0,0,0]
[177.083,0,0,0,0,0,0,0,0,0,0,0,0,0,0,0,0,0,0,0,0,0,0,0,0,0,0,0,0,0,0,0,0,0,0,0,0,0,0,0,0,0,0,0,0,0,0,0,0,0,0,0,0,0,0,0,0,0,0,0,0,0,0,0,0,0,0,0,0,0,0,0,0,0,0,0,0,0,0,0,0,0,0,0,0,0,0,0,0,0,0,0,0,0,0,0,0,0,0,0,0,0,0,0,0,0,0,0,0]
[177.583,0,0,0,0,0,0,0,0,0,0,0,0,0,0,0,0,0,0,0,0,0,0,0,0,0,0,0,0,0,0,0,0,0,0,0,0,0,0,0,0,0,0,0,0,0,0,0,0,0,0,0,0,0,0,0,0,0,0,0,0,0,0,0,0,0,0,0,0,0,0,0,0,0,0,0,0,0,0,0,0,0,0,0,0,0,0,0,0,0,0,0,0,0,0,0,0,0,0,0,0,0,0,0,0,0,0,0,0]
[178.333,0,0,0,0,0,0,0,0,0,0,0,0,0,0,0,0,0,0,0,0,0,0,0,0,0,0,0,0,0,0,0,0,0,0,0,0,0,0,0,0,0,0,0,0,0,0,0,0,0,0,0,0,0,0,0,0,0,0,0,0,0,0,0,0,0,0,0,0,0,0,0,0,0,0,0,0,0,0,0,0,0,0,0,0,0,0,0,0,0,0,0,0,0,0,0,0,0,0,0,0,0,0,0,0,0,0,0,0]
[178.75,0,0,0,0,0,0,0,0,0,0,0,0,0,0,0,0,0,0,0,0,0,0,0,0,0,0,0,0,0,0,0,0,0,0,0,0,0,0,0,0,0,0,0,0,0,0,0,0,0,0,0,0,0,0,0,0,0,0,0,0,0,0,0,0,0,0,0,0,0,0,0,0,0,0,0,0,0,0,0,0,0,0,0,0,0,0,0,0,0,0,0,0,0,0,0,0,0,0,0,0,0,0,0,0,0,0,0,0]
[179.917,0,0,0,0,0,0,0,0,0,0,0,0,0,0,0,0,0,0,0,0,0,0,0,0,0,0,0,0,0,0,0,0,0,0,0,0,0,0,0,0,0,0,0,0,0,0,0,0,0,0,0,0,0,0,0,0,0,0,0,0,0,0,0,0,0,0,0,0,0,0,0,0,0,0,0,0,0,0,0,0,0,0,0,0,0,0,0,0,0,0,0,0,0,0,0,0,0,0,0,0,0,0,0,0,0,0,0,0]
[180.25,0,0,0,0,0,0,0,0,0,0,0,0,0,0,0,0,0,0,0,0,0,0,0,0,0,0,0,0,0,0,0,0,0,0,0,0,0,0,0,0,0,0,0,0,0,0,0,0,0,0,0,0,0,0,0,0,0,0,0,0,0,0,0,0,0,0,0,0,0,0,0,0,0,0,0,0,0,0,0,0,0,0,0,0,0,0,0,0,0,0,0,0,0,0,0,0,0,0,0,0,0,0,0,0,0,0,0,0]
[181.5,0,0,0,0,0,0,0,0,0,0,0,0,0,0,0,0,0,0,0,0,0,0,0,0,0,0,0,0,0,0,0,0,0,0,0,0,0,0,0,0,0,0,0,0,0,0,0,0,0,0,0,0,0,0,0,0,0,0,0,0,0,0,0,0,0,0,0,0,0,0,0,0,0,0,0,0,0,0,0,0,0,0,0,0,0,0,0,0,0,0,0,0,0,0,0,0,0,0,0,0,0,0,0,0,0,0,0,0]
[181.583,0,0,0,0,0,0,0,0,0,0,0,0,0,0,0,0,0,0,0,0,0,0,0,0,0,0,0,0,0,0,0,0,0,0,0,0,0,0,0,0,0,0,0,0,0,0,0,0,0,0,0,0,0,0,0,0,0,0,0,0,0,0,0,0,0,0,0,0,0,0,0,0,0,0,0,0,0,0,0,0,0,0,0,0,0,0,0,0,0,0,0,0,0,0,0,0,0,0,0,0,0,0,0,0,0,0,0,0]
[182.667,0,0,0,0,0,0,0,0,0,0,0,0,0,0,0,0,0,0,0,0,0,0,0,0,0,0,0,0,0,0,0,0,0,0,0,0,0,0,0,0,0,0,0,0,0,0,0,0,0,0,0,0,0,0,0,0,0,0,0,0,0,0,0,0,0,0,0,0,0,0,0,0,0,0,0,0,0,0,0,0,0,0,0,0,0,0,0,0,0,0,0,0,0,0,0,0,0,0,0,0,0,0,0,0,0,0,0,0]
[183.167,0,0,0,0,0,0,0,0,0,0,0,0,0,0,0,0,0,0,0,0,0,0,0,0,0,0,0,0,0,0,0,0,0,0,0,0,0,0,0,0,0,0,0,0,0,0,0,0,0,0,0,0,0,0,0,0,0,0,0,0,0,0,0,0,0,0,0,0,0,0,0,0,0,0,0,0,0,0,0,0,0,0,0,0,0,0,0,0,0,0,0,0,0,0,0,0,0,0,0,0,0,0,0,0,0,0,0,0]
[184.167,0,0,0,0,0,0,0,0,0,0,0,0,0,0,0,0,0,0,0,0,0,0,0,0,0,0,0,0,0,0,0,0,0,0,0,0,0,0,0,0,0,0,0,0,0,0,0,0,0,0,0,0,0,0,0,0,0,0,0,0,0,0,0,0,0,0,0,0,0,0,0,0,0,0,0,0,0,0,0,0,0,0,0,0,0,0,0,0,0,0,0,0,0,0,0,0,0,0,0,0,0,0,0,0,0,0,0,0]
[184.75,0,0,0,0,0,0,0,0,0,0,0,0,0,0,0,0,0,0,0,0,0,0,0,0,0,0,0,0,0,0,0,0,0,0,0,0,0,0,0,0,0,0,0,0,0,0,0,0,0,0,0,0,0,0,0,0,0,0,0,0,0,0,0,0,0,0,0,0,0,0,0,0,0,0,0,0,0,0,0,0,0,0,0,0,0,0,0,0,0,0,0,0,0,0,0,0,0,0,0,0,0,0,0,0,0,0,0,0]
[185.5,0,0,0,0,0,0,0,0,0,0,0,0,0,0,0,0,0,0,0,0,0,0,0,0,0,0,0,0,0,0,0,0,0,0,0,0,0,0,0,0,0,0,0,0,0,0,0,0,0,0,0,0,0,0,0,0,0,0,0,0,0,0,0,0,0,0,0,0,0,0,0,0,0,0,0,0,0,0,0,0,0,0,0,0,0,0,0,0,0,0,0,0,0,0,0,0,0,0,0,0,0,0,0,0,0,0,0,0]
[185.833,0,0,0,0,0,0,0,0,0,0,0,0,0,0,0,0,0,0,0,0,0,0,0,0,0,0,0,0,0,0,0,0,0,0,0,0,0,0,0,0,0,0,0,0,0,0,0,0,0,0,0,0,0,0,0,0,0,0,0,0,0,0,0,0,0,0,0,0,0,0,0,0,0,0,0,0,0,0,0,0,0,0,0,0,0,0,0,0,0,0,0,0,0,0,0,0,0,0,0,0,0,0,0,0,0,0,0,0]
[187.083,0,0,0,0,0,0,0,0,0,0,0,0,0,0,0,0,0,0,0,0,0,0,0,0,0,0,0,0,0,0,0,0,0,0,0,0,0,0,0,0,0,0,0,0,0,0,0,0,0,0,0,0,0,0,0,0,0,0,0,0,0,0,0,0,0,0,0,0,0,0,0,0,0,0,0,0,0,0,0,0,0,0,0,0,0,0,0,0,0,0,0,0,0,0,0,0,0,0,0,0,0,0,0,0,0,0,0,0]
[187.333,0,0,0,0,0,0,0,0,0,0,0,0,0,0,0,0,0,0,0,0,0,0,0,0,0,0,0,0,0,0,0,0,0,0,0,0,0,0,0,0,0,0,0,0,0,0,0,0,0,0,0,0,0,0,0,0,0,0,0,0,0,0,0,0,0,0,0,0,0,0,0,0,0,0,0,0,0,0,0,0,0,0,0,0,0,0,0,0,0,0,0,0,0,0,0,0,0,0,0,0,0,0,0,0,0,0,0,0]
[188,0,0,0,0,0,0,0,0,0,0,0,0,0,0,0,0,0,0,0,0,0,0,0,0,0,0,0,0,0,0,0,0,0,0,0,0,0,0,0,0,0,0,0,0,0,0,0,0,0,0,0,0,0,0,0,0,0,0,0,0,0,0,0,0,0,0,0,0,0,0,0,0,0,0,0,0,0,0,0,0,0,0,0,0,0,0,0,0,0,0,0,0,0,0,0,0,0,0,0,0,0,0,0,0,0,0,0,0]
[188.75,0,0,0,0,0,0,0,0,0,0,0,0,0,0,0,0,0,0,0,0,0,0,0,0,0,0,0,0,0,0,0,0,0,0,0,0,0,0,0,0,0,0,0,0,0,0,0,0,0,0,0,0,0,0,0,0,0,0,0,0,0,0,0,0,0,0,0,0,0,0,0,0,0,0,0,0,0,0,0,0,0,0,0,0,0,0,0,0,0,0,0,0,0,0,0,0,0,0,0,0,0,0,0,0,0,0,0,0]
[189.75,0,0,0,0,0,0,0,0,0,0,0,0,0,0,0,0,0,0,0,0,0,0,0,0,0,0,0,0,0,0,0,0,0,0,0,0,0,0,0,0,0,0,0,0,0,0,0,0,0,0,0,0,0,0,0,0,0,0,0,0,0,0,0,0,0,0,0,0,0,0,0,0,0,0,0,0,0,0,0,0,0,0,0,0,0,0,0,0,0,0,0,0,0,0,0,0,0,0,0,0,0,0,0,0,0,0,0,0]
[190.333,0,0,0,0,0,0,0,0,0,0,0,0,0,0,0,0,0,0,0,0,0,0,0,0,0,0,0,0,0,0,0,0,0,0,0,0,0,0,0,0,0,0,0,0,0,0,0,0,0,0,0,0,0,0,0,0,0,0,0,0,0,0,0,0,0,0,0,0,0,0,0,0,0,0,0,0,0,0,0,0,0,0,0,0,0,0,0,0,0,0,0,0,0,0,0,0,0,0,0,0,0,0,0,0,0,0,0,0]
[191.25,0,0,0,0,0,0,0,0,0,0,0,0,0,0,0,0,0,0,0,0,0,0,0,0,0,0,0,0,0,0,0,0,0,0,0,0,0,0,0,0,0,0,0,0,0,0,0,0,0,0,0,0,0,0,0,0,0,0,0,0,0,0,0,0,0,0,0,0,0,0,0,0,0,0,0,0,0,0,0,0,0,0,0,0,0,0,0,0,0,0,0,0,0,0,0,0,0,0,0,0,0,0,0,0,0,0,0,0]
[191.917,0,0,0,0,0,0,0,0,0,0,0,0,0,0,0,0,0,0,0,0,0,0,0,0,0,0,0,0,0,0,0,0,0,0,0,0,0,0,0,0,0,0,0,0,0,0,0,0,0,0,0,0,0,0,0,0,0,0,0,0,0,0,0,0,0,0,0,0,0,0,0,0,0,0,0,0,0,0,0,0,0,0,0,0,0,0,0,0,0,0,0,0,0,0,0,0,0,0,0,0,0,0,0,0,0,0,0,0]
[192.667,0,0,0,0,0,0,0,0,0,0,0,0,0,0,0,0,0,0,0,0,0,0,0,0,0,0,0,0,0,0,0,0,0,0,0,0,0,0,0,0,0,0,0,0,0,0,0,0,0,0,0,0,0,0,0,0,0,0,0,0,0,0,0,0,0,0,0,0,0,0,0,0,0,0,0,0,0,0,0,0,0,0,0,0,0,0,0,0,0,0,0,0,0,0,0,0,0,0,0,0,0,0,0,0,0,0,0,0]
[192.917,0,0,0,0,0,0,0,0,0,0,0,0,0,0,0,0,0,0,0,0,0,0,0,0,0,0,0,0,0,0,0,0,0,0,0,0,0,0,0,0,0,0,0,0,0,0,0,0,0,0,0,0,0,0,0,0,0,0,0,0,0,0,0,0,0,0,0,0,0,0,0,0,0,0,0,0,0,0,0,0,0,0,0,0,0,0,0,0,0,0,0,0,0,0,0,0,0,0,0,0,0,0,0,0,0,0,0,0]
[193.583,0,0,0,0,0,0,0,0,0,0,0,0,0,0,0,0,0,0,0,0,0,0,0,0,0,0,0,0,0,0,0,0,0,0,0,0,0,0,0,0,0,0,0,0,0,0,0,0,0,0,0,0,0,0,0,0,0,0,0,0,0,0,0,0,0,0,0,0,0,0,0,0,0,0,0,0,0,0,0,0,0,0,0,0,0,0,0,0,0,0,0,0,0,0,0,0,0,0,0,0,0,0,0,0,0,0,0,0]
[194.417,0,0,0,0,0,0,0,0,0,0,0,0,0,0,0,0,0,0,0,0,0,0,0,0,0,0,0,0,0,0,0,0,0,0,0,0,0,0,0,0,0,0,0,0,0,0,0,0,0,0,0,0,0,0,0,0,0,0,0,0,0,0,0,0,0,0,0,0,0,0,0,0,0,0,0,0,0,0,0,0,0,0,0,0,0,0,0,0,0,0,0,0,0,0,0,0,0,0,0,0,0,0,0,0,0,0,0,0]
[194.917,0,0,0,0,0,0,0,0,0,0,0,0,0,0,0,0,0,0,0,0,0,0,0,0,0,0,0,0,0,0,0,0,0,0,0,0,0,0,0,0,0,0,0,0,0,0,0,0,0,0,0,0,0,0,0,0,0,0,0,0,0,0,0,0,0,0,0,0,0,0,0,0,0,0,0,0,0,0,0,0,0,0,0,0,0,0,0,0,0,0,0,0,0,0,0,0,0,0,0,0,0,0,0,0,0,0,0,0]
[195,0,0,0,0,0,0,0,0,0,0,0,0,0,0,0,0,0,0,0,0,0,0,0,0,0,0,0,0,0,0,0,0,0,0,0,0,0,0,0,0,0,0,0,0,0,0,0,0,0,0,0,0,0,0,0,0,0,0,0,0,0,0,0,0,0,0,0,0,0,0,0,0,0,0,0,0,0,0,0,0,0,0,0,0,0,0,0,0,0,0,0,0,0,0,0,0,0,0,0,0,0,0,0,0,0,0,0,0]
[195.083,0,0,0,0,0,0,0,0,0,0,0,0,0,0,0,0,0,0,0,0,0,0,0,0,0,0,0,0,0,0,0,0,0,0,0,0,0,0,0,0,0,0,0,0,0,0,0,0,0,0,0,0,0,0,0,0,0,0,0,0,0,0,0,0,0,0,0,0,0,0,0,0,0,0,0,0,0,0,0,0,0,0,0,0,0,0,0,0,0,0,0,0,0,0,0,0,0,0,0,0,0,0,0,0,0,0,0,0]
[195.167,0,0,0,0,0,0,0,0,0,0,0,0,0,0,0,0,0,0,0,0,0,0,0,0,0,0,0,0,0,0,0,0,0,0,0,0,0,0,0,0,0,0,0,0,0,0,0,0,0,0,0,0,0,0,0,0,0,0,0,0,0,0,0,0,0,0,0,0,0,0,0,0,0,0,0,0,0,0,0,0,0,0,0,0,0,0,0,0,0,0,0,0,0,0,0,0,0,0,0,0,0,0,0,0,0,0,0,0]
[195.25,0,0,0,0,0,0,0,0,0,0,0,0,0,0,0,0,0,0,0,0,0,0,0,0,0,0,0,0,0,0,0,0,0,0,0,0,0,0,0,0,0,0,0,0,0,0,0,0,0,0,0,0,0,0,0,0,0,0,0,0,0,0,0,0,0,0,0,0,0,0,0,0,0,0,0,0,0,0,0,0,0,0,0,0,0,0,0,0,0,0,0,0,0,0,0,0,0,0,0,0,0,0,0,0,0,0,0,0]
[195.333,0,0,0,0,0,0,0,0,0,0,0,0,0,0,0,0,0,0,0,0,0,0,0,0,0,0,0,0,0,0,0,0,0,0,0,0,0,0,0,0,0,0,0,0,0,0,0,0,0,0,0,0,0,0,0,0,0,0,0,0,0,0,0,0,0,0,0,0,0,0,0,0,0,0,0,0,0,0,0,0,0,0,0,0,0,0,0,0,0,0,0,0,0,0,0,0,0,0,0,0,0,0,0,0,0,0,0,0]
[195.417,0,0,0,0,0,0,0,0,0,0,0,0,0,0,0,0,0,0,0,0,0,0,0,0,0,0,0,0,0,0,0,0,0,0,0,0,0,0,0,0,0,0,0,0,0,0,0,0,0,0,0,0,0,0,0,0,0,0,0,0,0,0,0,0,0,0,0,0,0,0,0,0,0,0,0,0,0,0,0,0,0,0,0,0,0,0,0,0,0,0,0,0,0,0,0,0,0,0,0,0,0,0,0,0,0,0,0,0]
[195.5,0,0,0,0,0,0,0,0,0,0,0,0,0,0,0,0,0,0,0,0,0,0,0,0,0,0,0,0,0,0,0,0,0,0,0,0,0,0,0,0,0,0,0,0,0,0,0,0,0,0,0,0,0,0,0,0,0,0,0,0,0,0,0,0,0,0,0,0,0,0,0,0,0,0,0,0,0,0,0,0,0,0,0,0,0,0,0,0,0,0,0,0,0,0,0,0,0,0,0,0,0,0,0,0,0,0,0,0]
[195.583,0,0,0,0,0,0,0,0,0,0,0,0,0,0,0,0,0,0,0,0,0,0,0,0,0,0,0,0,0,0,0,0,0,0,0,0,0,0,0,0,0,0,0,0,0,0,0,0,0,0,0,0,0,0,0,0,0,0,0,0,0,0,0,0,0,0,0,0,0,0,0,0,0,0,0,0,0,0,0,0,0,0,0,0,0,0,0,0,0,0,0,0,0,0,0,0,0,0,0,0,0,0,0,0,0,0,0,0]
[195.667,0,0,0,0,0,0,0,0,0,0,0,0,0,0,0,0,0,0,0,0,0,0,0,0,0,0,0,0,0,0,0,0,0,0,0,0,0,0,0,0,0,0,0,0,0,0,0,0,0,0,0,0,0,0,0,0,0,0,0,0,0,0,0,0,0,0,0,0,0,0,0,0,0,0,0,0,0,0,0,0,0,0,0,0,0,0,0,0,0,0,0,0,0,0,0,0,0,0,0,0,0,0,0,0,0,0,0,0]
[195.75,0,0,0,0,0,0,0,0,0,0,0,0,0,0,0,0,0,0,0,0,0,0,0,0,0,0,0,0,0,0,0,0,0,0,0,0,0,0,0,0,0,0,0,0,0,0,0,0,0,0,0,0,0,0,0,0,0,0,0,0,0,0,0,0,0,0,0,0,0,0,0,0,0,0,0,0,0,0,0,0,0,0,0,0,0,0,0,0,0,0,0,0,0,0,0,0,0,0,0,0,0,0,0,0,0,0,0,0]
[195.833,0,0,0,0,0,0,0,0,0,0,0,0,0,0,0,0,0,0,0,0,0,0,0,0,0,0,0,0,0,0,0,0,0,0,0,0,0,0,0,0,0,0,0,0,0,0,0,0,0,0,0,0,0,0,0,0,0,0,0,0,0,0,0,0,0,0,0,0,0,0,0,0,0,0,0,0,0,0,0,0,0,0,0,0,0,0,0,0,0,0,0,0,0,0,0,0,0,0,0,0,0,0,0,0,0,0,0,0]
[195.917,0,0,0,0,0,0,0,0,0,0,0,0,0,0,0,0,0,0,0,0,0,0,0,0,0,0,0,0,0,0,0,0,0,0,0,0,0,0,0,0,0,0,0,0,0,0,0,0,0,0,0,0,0,0,0,0,0,0,0,0,0,0,0,0,0,0,0,0,0,0,0,0,0,0,0,0,0,0,0,0,0,0,0,0,0,0,0,0,0,0,0,0,0,0,0,0,0,0,0,0,0,0,0,0,0,0,0,0]
[196,0,0,0,0,0,0,0,0,0,0,0,0,0,0,0,0,0,0,0,0,0,0,0,0,0,0,0,0,0,0,0,0,0,0,0,0,0,0,0,0,0,0,0,0,0,0,0,0,0,0,0,0,0,0,0,0,0,0,0,0,0,0,0,0,0,0,0,0,0,0,0,0,0,0,0,0,0,0,0,0,0,0,0,0,0,0,0,0,0,0,0,0,0,0,0,0,0,0,0,0,0,0,0,0,0,0,0,0]
[196.083,0,0,0,0,0,0,0,0,0,0,0,0,0,0,0,0,0,0,0,0,0,0,0,0,0,0,0,0,0,0,0,0,0,0,0,0,0,0,0,0,0,0,0,0,0,0,0,0,0,0,0,0,0,0,0,0,0,0,0,0,0,0,0,0,0,0,0,0,0,0,0,0,0,0,0,0,0,0,0,0,0,0,0,0,0,0,0,0,0,0,0,0,0,0,0,0,0,0,0,0,0,0,0,0,0,0,0,0]
[196.167,0,0,0,0,0,0,0,0,0,0,0,0,0,0,0,0,0,0,0,0,0,0,0,0,0,0,0,0,0,0,0,0,0,0,0,0,0,0,0,0,0,0,0,0,0,0,0,0,0,0,0,0,0,0,0,0,0,0,0,0,0,0,0,0,0,0,0,0,0,0,0,0,0,0,0,0,0,0,0,0,0,0,0,0,0,0,0,0,0,0,0,0,0,0,0,0,0,0,0,0,0,0,0,0,0,0,0,0]
[196.25,0,0,0,0,0,0,0,0,0,0,0,0,0,0,0,0,0,0,0,0,0,0,0,0,0,0,0,0,0,0,0,0,0,0,0,0,0,0,0,0,0,0,0,0,0,0,0,0,0,0,0,0,0,0,0,0,0,0,0,0,0,0,0,0,0,0,0,0,0,0,0,0,0,0,0,0,0,0,0,0,0,0,0,0,0,0,0,0,0,0,0,0,0,0,0,0,0,0,0,0,0,0,0,0,0,0,0,0]
[196.333,0,0,0,0,0,0,0,0,0,0,0,0,0,0,0,0,0,0,0,0,0,0,0,0,0,0,0,0,0,0,0,0,0,0,0,0,0,0,0,0,0,0,0,0,0,0,0,0,0,0,0,0,0,0,0,0,0,0,0,0,0,0,0,0,0,0,0,0,0,0,0,0,0,0,0,0,0,0,0,0,0,0,0,0,0,0,0,0,0,0,0,0,0,0,0,0,0,0,0,0,0,0,0,0,0,0,0,0]
[196.417,0,0,0,0,0,0,0,0,0,0,0,0,0,0,0,0,0,0,0,0,0,0,0,0,0,0,0,0,0,0,0,0,0,0,0,0,0,0,0,0,0,0,0,0,0,0,0,0,0,0,0,0,0,0,0,0,0,0,0,0,0,0,0,0,0,0,0,0,0,0,0,0,0,0,0,0,0,0,0,0,0,0,0,0,0,0,0,0,0,0,0,0,0,0,0,0,0,0,0,0,0,0,0,0,0,0,0,0]
[196.5,0,0,0,0,0,0,0,0,0,0,0,0,0,0,0,0,0,0,0,0,0,0,0,0,0,0,0,0,0,0,0,0,0,0,0,0,0,0,0,0,0,0,0,0,0,0,0,0,0,0,0,0,0,0,0,0,0,0,0,0,0,0,0,0,0,0,0,0,0,0,0,0,0,0,0,0,0,0,0,0,0,0,0,0,0,0,0,0,0,0,0,0,0,0,0,0,0,0,0,0,0,0,0,0,0,0,0,0]
[196.583,0,0,0,0,0,0,0,0,0,0,0,0,0,0,0,0,0,0,0,0,0,0,0,0,0,0,0,0,0,0,0,0,0,0,0,0,0,0,0,0,0,0,0,0,0,0,0,0,0,0,0,0,0,0,0,0,0,0,0,0,0,0,0,0,0,0,0,0,0,0,0,0,0,0,0,0,0,0,0,0,0,0,0,0,0,0,0,0,0,0,0,0,0,0,0,0,0,0,0,0,0,0,0,0,0,0,0,0]
[196.667,0,0,0,0,0,0,0,0,0,0,0,0,0,0,0,0,0,0,0,0,0,0,0,0,0,0,0,0,0,0,0,0,0,0,0,0,0,0,0,0,0,0,0,0,0,0,0,0,0,0,0,0,0,0,0,0,0,0,0,0,0,0,0,0,0,0,0,0,0,0,0,0,0,0,0,0,0,0,0,0,0,0,0,0,0,0,0,0,0,0,0,0,0,0,0,0,0,0,0,0,0,0,0,0,0,0,0,0]
[196.75,0,0,0,0,0,0,0,0,0,0,0,0,0,0,0,0,0,0,0,0,0,0,0,0,0,0,0,0,0,0,0,0,0,0,0,0,0,0,0,0,0,0,0,0,0,0,0,0,0,0,0,0,0,0,0,0,0,0,0,0,0,0,0,0,0,0,0,0,0,0,0,0,0,0,0,0,0,0,0,0,0,0,0,0,0,0,0,0,0,0,0,0,0,0,0,0,0,0,0,0,0,0,0,0,0,0,0,0]
[196.833,0,0,0,0,0,0,0,0,0,0,0,0,0,0,0,0,0,0,0,0,0,0,0,0,0,0,0,0,0,0,0,0,0,0,0,0,0,0,0,0,0,0,0,0,0,0,0,0,0,0,0,0,0,0,0,0,0,0,0,0,0,0,0,0,0,0,0,0,0,0,0,0,0,0,0,0,0,0,0,0,0,0,0,0,0,0,0,0,0,0,0,0,0,0,0,0,0,0,0,0,0,0,0,0,0,0,0,0]
[196.917,0,0,0,0,0,0,0,0,0,0,0,0,0,0,0,0,0,0,0,0,0,0,0,0,0,0,0,0,0,0,0,0,0,0,0,0,0,0,0,0,0,0,0,0,0,0,0,0,0,0,0,0,0,0,0,0,0,0,0,0,0,0,0,0,0,0,0,0,0,0,0,0,0,0,0,0,0,0,0,0,0,0,0,0,0,0,0,0,0,0,0,0,0,0,0,0,0,0,0,0,0,0,0,0,0,0,0,0]
[197,0,0,0,0,0,0,0,0,0,0,0,0,0,0,0,0,0,0,0,0,0,0,0,0,0,0,0,0,0,0,0,0,0,0,0,0,0,0,0,0,0,0,0,0,0,0,0,0,0,0,0,0,0,0,0,0,0,0,0,0,0,0,0,0,0,0,0,0,0,0,0,0,0,0,0,0,0,0,0,0,0,0,0,0,0,0,0,0,0,0,0,0,0,0,0,0,0,0,0,0,0,0,0,0,0,0,0,0]
[197.083,0,0,0,0,0,0,0,0,0,0,0,0,0,0,0,0,0,0,0,0,0,0,0,0,0,0,0,0,0,0,0,0,0,0,0,0,0,0,0,0,0,0,0,0,0,0,0,0,0,0,0,0,0,0,0,0,0,0,0,0,0,0,0,0,0,0,0,0,0,0,0,0,0,0,0,0,0,0,0,0,0,0,0,0,0,0,0,0,0,0,0,0,0,0,0,0,0,0,0,0,0,0,0,0,0,0,0,0]
[197.167,0,0,0,0,0,0,0,0,0,0,0,0,0,0,0,0,0,0,0,0,0,0,0,0,0,0,0,0,0,0,0,0,0,0,0,0,0,0,0,0,0,0,0,0,0,0,0,0,0,0,0,0,0,0,0,0,0,0,0,0,0,0,0,0,0,0,0,0,0,0,0,0,0,0,0,0,0,0,0,0,0,0,0,0,0,0,0,0,0,0,0,0,0,0,0,0,0,0,0,0,0,0,0,0,0,0,0,0]
[197.25,0,0,0,0,0,0,0,0,0,0,0,0,0,0,0,0,0,0,0,0,0,0,0,0,0,0,0,0,0,0,0,0,0,0,0,0,0,0,0,0,0,0,0,0,0,0,0,0,0,0,0,0,0,0,0,0,0,0,0,0,0,0,0,0,0,0,0,0,0,0,0,0,0,0,0,0,0,0,0,0,0,0,0,0,0,0,0,0,0,0,0,0,0,0,0,0,0,0,0,0,0,0,0,0,0,0,0,0]
[197.333,0,0,0,0,0,0,0,0,0,0,0,0,0,0,0,0,0,0,0,0,0,0,0,0,0,0,0,0,0,0,0,0,0,0,0,0,0,0,0,0,0,0,0,0,0,0,0,0,0,0,0,0,0,0,0,0,0,0,0,0,0,0,0,0,0,0,0,0,0,0,0,0,0,0,0,0,0,0,0,0,0,0,0,0,0,0,0,0,0,0,0,0,0,0,0,0,0,0,0,0,0,0,0,0,0,0,0,0]
[197.417,0,0,0,0,0,0,0,0,0,0,0,0,0,0,0,0,0,0,0,0,0,0,0,0,0,0,0,0,0,0,0,0,0,0,0,0,0,0,0,0,0,0,0,0,0,0,0,0,0,0,0,0,0,0,0,0,0,0,0,0,0,0,0,0,0,0,0,0,0,0,0,0,0,0,0,0,0,0,0,0,0,0,0,0,0,0,0,0,0,0,0,0,0,0,0,0,0,0,0,0,0,0,0,0,0,0,0,0]
[197.5,0,0,0,0,0,0,0,0,0,0,0,0,0,0,0,0,0,0,0,0,0,0,0,0,0,0,0,0,0,0,0,0,0,0,0,0,0,0,0,0,0,0,0,0,0,0,0,0,0,0,0,0,0,0,0,0,0,0,0,0,0,0,0,0,0,0,0,0,0,0,0,0,0,0,0,0,0,0,0,0,0,0,0,0,0,0,0,0,0,0,0,0,0,0,0,0,0,0,0,0,0,0,0,0,0,0,0,0]
[197.583,0,0,0,0,0,0,0,0,0,0,0,0,0,0,0,0,0,0,0,0,0,0,0,0,0,0,0,0,0,0,0,0,0,0,0,0,0,0,0,0,0,0,0,0,0,0,0,0,0,0,0,0,0,0,0,0,0,0,0,0,0,0,0,0,0,0,0,0,0,0,0,0,0,0,0,0,0,0,0,0,0,0,0,0,0,0,0,0,0,0,0,0,0,0,0,0,0,0,0,0,0,0,0,0,0,0,0,0]
[197.667,0,0,0,0,0,0,0,0,0,0,0,0,0,0,0,0,0,0,0,0,0,0,0,0,0,0,0,0,0,0,0,0,0,0,0,0,0,0,0,0,0,0,0,0,0,0,0,0,0,0,0,0,0,0,0,0,0,0,0,0,0,0,0,0,0,0,0,0,0,0,0,0,0,0,0,0,0,0,0,0,0,0,0,0,0,0,0,0,0,0,0,0,0,0,0,0,0,0,0,0,0,0,0,0,0,0,0,0]
[197.75,0,0,0,0,0,0,0,0,0,0,0,0,0,0,0,0,0,0,0,0,0,0,0,0,0,0,0,0,0,0,0,0,0,0,0,0,0,0,0,0,0,0,0,0,0,0,0,0,0,0,0,0,0,0,0,0,0,0,0,0,0,0,0,0,0,0,0,0,0,0,0,0,0,0,0,0,0,0,0,0,0,0,0,0,0,0,0,0,0,0,0,0,0,0,0,0,0,0,0,0,0,0,0,0,0,0,0,0]
[197.833,0,0,0,0,0,0,0,0,0,0,0,0,0,0,0,0,0,0,0,0,0,0,0,0,0,0,0,0,0,0,0,0,0,0,0,0,0,0,0,0,0,0,0,0,0,0,0,0,0,0,0,0,0,0,0,0,0,0,0,0,0,0,0,0,0,0,0,0,0,0,0,0,0,0,0,0,0,0,0,0,0,0,0,0,0,0,0,0,0,0,0,0,0,0,0,0,0,0,0,0,0,0,0,0,0,0,0,0]
[197.917,0,0,0,0,0,0,0,0,0,0,0,0,0,0,0,0,0,0,0,0,0,0,0,0,0,0,0,0,0,0,0,0,0,0,0,0,0,0,0,0,0,0,0,0,0,0,0,0,0,0,0,0,0,0,0,0,0,0,0,0,0,0,0,0,0,0,0,0,0,0,0,0,0,0,0,0,0,0,0,0,0,0,0,0,0,0,0,0,0,0,0,0,0,0,0,0,0,0,0,0,0,0,0,0,0,0,0,0]
[198,0,0,0,0,0,0,0,0,0,0,0,0,0,0,0,0,0,0,0,0,0,0,0,0,0,0,0,0,0,0,0,0,0,0,0,0,0,0,0,0,0,0,0,0,0,0,0,0,0,0,0,0,0,0,0,0,0,0,0,0,0,0,0,0,0,0,0,0,0,0,0,0,0,0,0,0,0,0,0,0,0,0,0,0,0,0,0,0,0,0,0,0,0,0,0,0,0,0,0,0,0,0,0,0,0,0,0,0]
[198.083,0,0,0,0,0,0,0,0,0,0,0,0,0,0,0,0,0,0,0,0,0,0,0,0,0,0,0,0,0,0,0,0,0,0,0,0,0,0,0,0,0,0,0,0,0,0,0,0,0,0,0,0,0,0,0,0,0,0,0,0,0,0,0,0,0,0,0,0,0,0,0,0,0,0,0,0,0,0,0,0,0,0,0,0,0,0,0,0,0,0,0,0,0,0,0,0,0,0,0,0,0,0,0,0,0,0,0,0]
[198.167,0,0,0,0,0,0,0,0,0,0,0,0,0,0,0,0,0,0,0,0,0,0,0,0,0,0,0,0,0,0,0,0,0,0,0,0,0,0,0,0,0,0,0,0,0,0,0,0,0,0,0,0,0,0,0,0,0,0,0,0,0,0,0,0,0,0,0,0,0,0,0,0,0,0,0,0,0,0,0,0,0,0,0,0,0,0,0,0,0,0,0,0,0,0,0,0,0,0,0,0,0,0,0,0,0,0,0,0]
[198.25,0,0,0,0,0,0,0,0,0,0,0,0,0,0,0,0,0,0,0,0,0,0,0,0,0,0,0,0,0,0,0,0,0,0,0,0,0,0,0,0,0,0,0,0,0,0,0,0,0,0,0,0,0,0,0,0,0,0,0,0,0,0,0,0,0,0,0,0,0,0,0,0,0,0,0,0,0,0,0,0,0,0,0,0,0,0,0,0,0,0,0,0,0,0,0,0,0,0,0,0,0,0,0,0,0,0,0,0]
[198.333,0,0,0,0,0,0,0,0,0,0,0,0,0,0,0,0,0,0,0,0,0,0,0,0,0,0,0,0,0,0,0,0,0,0,0,0,0,0,0,0,0,0,0,0,0,0,0,0,0,0,0,0,0,0,0,0,0,0,0,0,0,0,0,0,0,0,0,0,0,0,0,0,0,0,0,0,0,0,0,0,0,0,0,0,0,0,0,0,0,0,0,0,0,0,0,0,0,0,0,0,0,0,0,0,0,0,0,0]
[198.417,0,0,0,0,0,0,0,0,0,0,0,0,0,0,0,0,0,0,0,0,0,0,0,0,0,0,0,0,0,0,0,0,0,0,0,0,0,0,0,0,0,0,0,0,0,0,0,0,0,0,0,0,0,0,0,0,0,0,0,0,0,0,0,0,0,0,0,0,0,0,0,0,0,0,0,0,0,0,0,0,0,0,0,0,0,0,0,0,0,0,0,0,0,0,0,0,0,0,0,0,0,0,0,0,0,0,0,0]
[198.5,0,0,0,0,0,0,0,0,0,0,0,0,0,0,0,0,0,0,0,0,0,0,0,0,0,0,0,0,0,0,0,0,0,0,0,0,0,0,0,0,0,0,0,0,0,0,0,0,0,0,0,0,0,0,0,0,0,0,0,0,0,0,0,0,0,0,0,0,0,0,0,0,0,0,0,0,0,0,0,0,0,0,0,0,0,0,0,0,0,0,0,0,0,0,0,0,0,0,0,0,0,0,0,0,0,0,0,0]
[198.583,0,0,0,0,0,0,0,0,0,0,0,0,0,0,0,0,0,0,0,0,0,0,0,0,0,0,0,0,0,0,0,0,0,0,0,0,0,0,0,0,0,0,0,0,0,0,0,0,0,0,0,0,0,0,0,0,0,0,0,0,0,0,0,0,0,0,0,0,0,0,0,0,0,0,0,0,0,0,0,0,0,0,0,0,0,0,0,0,0,0,0,0,0,0,0,0,0,0,0,0,0,0,0,0,0,0,0,0]
[198.667,0,0,0,0,0,0,0,0,0,0,0,0,0,0,0,0,0,0,0,0,0,0,0,0,0,0,0,0,0,0,0,0,0,0,0,0,0,0,0,0,0,0,0,0,0,0,0,0,0,0,0,0,0,0,0,0,0,0,0,0,0,0,0,0,0,0,0,0,0,0,0,0,0,0,0,0,0,0,0,0,0,0,0,0,0,0,0,0,0,0,0,0,0,0,0,0,0,0,0,0,0,0,0,0,0,0,0,0]
[198.75,0,0,0,0,0,0,0,0,0,0,0,0,0,0,0,0,0,0,0,0,0,0,0,0,0,0,0,0,0,0,0,0,0,0,0,0,0,0,0,0,0,0,0,0,0,0,0,0,0,0,0,0,0,0,0,0,0,0,0,0,0,0,0,0,0,0,0,0,0,0,0,0,0,0,0,0,0,0,0,0,0,0,0,0,0,0,0,0,0,0,0,0,0,0,0,0,0,0,0,0,0,0,0,0,0,0,0,0]
[198.833,0,0,0,0,0,0,0,0,0,0,0,0,0,0,0,0,0,0,0,0,0,0,0,0,0,0,0,0,0,0,0,0,0,0,0,0,0,0,0,0,0,0,0,0,0,0,0,0,0,0,0,0,0,0,0,0,0,0,0,0,0,0,0,0,0,0,0,0,0,0,0,0,0,0,0,0,0,0,0,0,0,0,0,0,0,0,0,0,0,0,0,0,0,0,0,0,0,0,0,0,0,0,0,0,0,0,0,0]
[198.917,0,0,0,0,0,0,0,0,0,0,0,0,0,0,0,0,0,0,0,0,0,0,0,0,0,0,0,0,0,0,0,0,0,0,0,0,0,0,0,0,0,0,0,0,0,0,0,0,0,0,0,0,0,0,0,0,0,0,0,0,0,0,0,0,0,0,0,0,0,0,0,0,0,0,0,0,0,0,0,0,0,0,0,0,0,0,0,0,0,0,0,0,0,0,0,0,0,0,0,0,0,0,0,0,0,0,0,0]
[199,0,0,0,0,0,0,0,0,0,0,0,0,0,0,0,0,0,0,0,0,0,0,0,0,0,0,0,0,0,0,0,0,0,0,0,0,0,0,0,0,0,0,0,0,0,0,0,0,0,0,0,0,0,0,0,0,0,0,0,0,0,0,0,0,0,0,0,0,0,0,0,0,0,0,0,0,0,0,0,0,0,0,0,0,0,0,0,0,0,0,0,0,0,0,0,0,0,0,0,0,0,0,0,0,0,0,0,0]
[199.083,0,0,0,0,0,0,0,0,0,0,0,0,0,0,0,0,0,0,0,0,0,0,0,0,0,0,0,0,0,0,0,0,0,0,0,0,0,0,0,0,0,0,0,0,0,0,0,0,0,0,0,0,0,0,0,0,0,0,0,0,0,0,0,0,0,0,0,0,0,0,0,0,0,0,0,0,0,0,0,0,0,0,0,0,0,0,0,0,0,0,0,0,0,0,0,0,0,0,0,0,0,0,0,0,0,0,0,0]
[199.167,0,0,0,0,0,0,0,0,0,0,0,0,0,0,0,0,0,0,0,0,0,0,0,0,0,0,0,0,0,0,0,0,0,0,0,0,0,0,0,0,0,0,0,0,0,0,0,0,0,0,0,0,0,0,0,0,0,0,0,0,0,0,0,0,0,0,0,0,0,0,0,0,0,0,0,0,0,0,0,0,0,0,0,0,0,0,0,0,0,0,0,0,0,0,0,0,0,0,0,0,0,0,0,0,0,0,0,0]
[199.25,0,0,0,0,0,0,0,0,0,0,0,0,0,0,0,0,0,0,0,0,0,0,0,0,0,0,0,0,0,0,0,0,0,0,0,0,0,0,0,0,0,0,0,0,0,0,0,0,0,0,0,0,0,0,0,0,0,0,0,0,0,0,0,0,0,0,0,0,0,0,0,0,0,0,0,0,0,0,0,0,0,0,0,0,0,0,0,0,0,0,0,0,0,0,0,0,0,0,0,0,0,0,0,0,0,0,0,0]
[199.333,0,0,0,0,0,0,0,0,0,0,0,0,0,0,0,0,0,0,0,0,0,0,0,0,0,0,0,0,0,0,0,0,0,0,0,0,0,0,0,0,0,0,0,0,0,0,0,0,0,0,0,0,0,0,0,0,0,0,0,0,0,0,0,0,0,0,0,0,0,0,0,0,0,0,0,0,0,0,0,0,0,0,0,0,0,0,0,0,0,0,0,0,0,0,0,0,0,0,0,0,0,0,0,0,0,0,0,0]
[199.417,0,0,0,0,0,0,0,0,0,0,0,0,0,0,0,0,0,0,0,0,0,0,0,0,0,0,0,0,0,0,0,0,0,0,0,0,0,0,0,0,0,0,0,0,0,0,0,0,0,0,0,0,0,0,0,0,0,0,0,0,0,0,0,0,0,0,0,0,0,0,0,0,0,0,0,0,0,0,0,0,0,0,0,0,0,0,0,0,0,0,0,0,0,0,0,0,0,0,0,0,0,0,0,0,0,0,0,0]
[199.5,0,0,0,0,0,0,0,0,0,0,0,0,0,0,0,0,0,0,0,0,0,0,0,0,0,0,0,0,0,0,0,0,0,0,0,0,0,0,0,0,0,0,0,0,0,0,0,0,0,0,0,0,0,0,0,0,0,0,0,0,0,0,0,0,0,0,0,0,0,0,0,0,0,0,0,0,0,0,0,0,0,0,0,0,0,0,0,0,0,0,0,0,0,0,0,0,0,0,0,0,0,0,0,0,0,0,0,0]
[199.583,0,0,0,0,0,0,0,0,0,0,0,0,0,0,0,0,0,0,0,0,0,0,0,0,0,0,0,0,0,0,0,0,0,0,0,0,0,0,0,0,0,0,0,0,0,0,0,0,0,0,0,0,0,0,0,0,0,0,0,0,0,0,0,0,0,0,0,0,0,0,0,0,0,0,0,0,0,0,0,0,0,0,0,0,0,0,0,0,0,0,0,0,0,0,0,0,0,0,0,0,0,0,0,0,0,0,0,0]
[199.667,0,0,0,0,0,0,0,0,0,0,0,0,0,0,0,0,0,0,0,0,0,0,0,0,0,0,0,0,0,0,0,0,0,0,0,0,0,0,0,0,0,0,0,0,0,0,0,0,0,0,0,0,0,0,0,0,0,0,0,0,0,0,0,0,0,0,0,0,0,0,0,0,0,0,0,0,0,0,0,0,0,0,0,0,0,0,0,0,0,0,0,0,0,0,0,0,0,0,0,0,0,0,0,0,0,0,0,0]
[199.75,0,0,0,0,0,0,0,0,0,0,0,0,0,0,0,0,0,0,0,0,0,0,0,0,0,0,0,0,0,0,0,0,0,0,0,0,0,0,0,0,0,0,0,0,0,0,0,0,0,0,0,0,0,0,0,0,0,0,0,0,0,0,0,0,0,0,0,0,0,0,0,0,0,0,0,0,0,0,0,0,0,0,0,0,0,0,0,0,0,0,0,0,0,0,0,0,0,0,0,0,0,0,0,0,0,0,0,0]
[199.833,0,0,0,0,0,0,0,0,0,0,0,0,0,0,0,0,0,0,0,0,0,0,0,0,0,0,0,0,0,0,0,0,0,0,0,0,0,0,0,0,0,0,0,0,0,0,0,0,0,0,0,0,0,0,0,0,0,0,0,0,0,0,0,0,0,0,0,0,0,0,0,0,0,0,0,0,0,0,0,0,0,0,0,0,0,0,0,0,0,0,0,0,0,0,0,0,0,0,0,0,0,0,0,0,0,0,0,0]
[199.917,0,0,0,0,0,0,0,0,0,0,0,0,0,0,0,0,0,0,0,0,0,0,0,0,0,0,0,0,0,0,0,0,0,0,0,0,0,0,0,0,0,0,0,0,0,0,0,0,0,0,0,0,0,0,0,0,0,0,0,0,0,0,0,0,0,0,0,0,0,0,0,0,0,0,0,0,0,0,0,0,0,0,0,0,0,0,0,0,0,0,0,0,0,0,0,0,0,0,0,0,0,0,0,0,0,0,0,0]
[200,0,0,0,0,0,0,0,0,0,0,0,0,0,0,0,0,0,0,0,0,0,0,0,0,0,0,0,0,0,0,0,0,0,0,0,0,0,0,0,0,0,0,0,0,0,0,0,0,0,0,0,0,0,0,0,0,0,0,0,0,0,0,0,0,0,0,0,0,0,0,0,0,0,0,0,0,0,0,0,0,0,0,0,0,0,0,0,0,0,0,0,0,0,0,0,0,0,0,0,0,0,0,0,0,0,0,0,0]

{"sheet":"Results_Tables","index":8,"n_rows":314,"n_cols":23,"rows_kept":314,"cut":false,"hidden":false,"merged":[[4,20,5,20],[0,0,0,20],[1,0,1,1],[1,3,1,5],[1,6,1,8],[1,9,1,11],[1,12,1,14],[1,15,1,17],[1,18,1,20],[3,18,3,20],[3,1,3,2],[3,3,3,5],[3,6,3,8],[3,9,3,11],[3,12,3,14],[3,15,3,17],[40,0,40,20],[41,0,41,1],[41,3,41,5],[41,6,41,8],[41,9,41,11],[41,12,41,14],[4,11,5,11],[4,12,5,12],[4,13,5,13],[4,14,5,14],[4,15,5,15],[4,16,5,16],[4,1,4,2],[4,3,5,3],[4,4,5,4],[4,5,5,5],[4,6,5,6],[4,7,5,7],[4,8,5,8],[4,9,5,9],[4,10,5,10],[4,17,5,17],[4,18,5,18],[4,19,5,19],[44,6,45,6],[44,7,45,7],[41,15,41,17],[41,18,41,20],[43,1,43,2],[43,3,43,5],[43,6,43,8],[43,9,43,11],[43,12,43,14],[43,15,43,17],[43,18,43,20],[44,20,45,20],[80,0,80,20],[81,0,81,1],[81,3,81,5],[81,6,81,8],[81,9,81,11],[81,12,81,14],[81,15,81,17],[81,18,81,20],[44,14,45,14],[44,15,45,15],[44,16,45,16],[44,17,45,17],[44,18,45,18],[44,19,45,19],[44,8,45,8],[44,9,45,9],[44,10,45,10],[44,11,45,11],[44,12,45,12],[44,13,45,13],[44,1,44,2],[44,3,45,3],[44,4,45,4],[44,5,45,5],[83,18,83,20],[84,1,84,2],[84,3,85,3],[84,4,85,4],[84,5,85,5],[84,6,85,6],[84,7,85,7],[84,8,85,8],[84,9,85,9],[84,10,85,10],[83,1,83,2],[83,3,83,5],[83,6,83,8],[83,9,83,11],[83,12,83,14],[83,15,83,17],[84,17,85,17],[84,18,85,18],[84,19,85,19],[84,20,85,20],[120,0,120,20],[121,0,121,1],[121,3,121,5],[121,6,121,8],[121,9,121,11],[121,12,121,14],[84,11,85,11],[84,12,85,12],[84,13,85,13],[84,14,85,14],[84,15,85,15],[84,16,85,16],[124,6,125,6],[124,7,125,7],[121,15,121,17],[121,18,121,20],[123,1,123,2],[123,3,123,5],[123,6,123,8],[123,9,123,11],[123,12,123,14],[123,15,123,17],[123,18,123,20],[124,20,125,20],[160,0,160,20],[161,0,161,1],[161,3,161,5],[161,6,161,8],[161,9,161,11],[161,12,161,14],[161,15,161,17],[161,18,161,20],[124,14,125,14],[124,15,125,15],[124,16,125,16],[124,17,125,17],[124,18,125,18],[124,19,125,19],[124,8,125,8],[124,9,125,9],[124,10,125,10],[124,11,125,11],[124,12,125,12],[124,13,125,13],[124,1,124,2],[124,3,125,3],[124,4,125,4],[124,5,125,5],[163,18,163,20],[164,1,164,2],[164,3,165,3],[164,4,165,4],[164,5,165,5],[164,6,165,6],[164,7,165,7],[164,8,165,8],[164,9,165,9],[164,10,165,10],[163,1,163,2],[163,3,163,5],[163,6,163,8],[163,9,163,11],[163,12,163,14],[163,15,163,17],[164,17,165,17],[164,18,165,18],[164,19,165,19],[164,20,165,20],[200,0,200,20],[201,0,201,1],[201,3,201,5],[201,6,201,8],[201,9,201,11],[201,12,201,14],[164,11,165,11],[164,12,165,12],[164,13,165,13],[164,14,165,14],[164,15,165,15],[164,16,165,16],[204,6,205,6],[204,7,205,7],[201,15,201,17],[201,18,201,20],[203,1,203,2],[203,3,203,5],[203,6,203,8],[203,9,203,11],[203,12,203,14],[203,15,203,17],[203,18,203,20],[204,20,205,20],[240,0,240,20],[241,0,241,1],[241,3,241,5],[241,6,241,8],[241,9,241,11],[241,12,241,14],[241,15,241,17],[241,18,241,20],[204,14,205,14],[204,15,205,15],[204,16,205,16],[204,17,205,17],[204,18,205,18],[204,19,205,19],[204,8,205,8],[204,9,205,9],[204,10,205,10],[204,11,205,11],[204,12,205,12],[204,13,205,13],[204,1,204,2],[204,3,205,3],[204,4,205,4],[204,5,205,5],[243,18,243,20],[244,1,244,2],[244,3,245,3],[244,4,245,4],[244,5,245,5],[244,6,245,6],[244,7,245,7],[244,8,245,8],[244,9,245,9],[244,10,245,10],[243,1,243,2],[243,3,243,5],[243,6,243,8],[243,9,243,11],[243,12,243,14],[243,15,243,17],[244,17,245,17],[244,18,245,18],[244,19,245,19],[244,20,245,20],[244,11,245,11],[244,12,245,12],[244,13,245,13],[244,14,245,14],[244,15,245,15],[244,16,245,16],[281,15,281,17],[281,18,281,20],[283,1,283,2],[283,3,283,5],[283,6,283,8],[283,9,283,11],[283,12,283,14],[283,15,283,17],[283,18,283,20],[280,0,280,20],[281,0,281,1],[281,3,281,5],[281,6,281,8],[281,9,281,11],[281,12,281,14],[284,20,285,20],[284,14,285,14],[284,15,285,15],[284,16,285,16],[284,17,285,17],[284,18,285,18],[284,19,285,19],[284,11,285,11],[284,12,285,12],[284,13,285,13],[284,1,284,2],[284,3,285,3],[284,4,285,4],[284,5,285,5],[284,6,285,6],[284,7,285,7],[284,8,285,8],[284,9,285,9],[284,10,285,10]]}
[{"$f":"\"Large Table 9          Annual Summary of Concentration Statistics for the FTB Pond\"","v":"Large Table 9          Annual Summary of Concentration Statistics for the FTB Pond"}]
["HIDE THIS ROW (YEAR)",null,null,5,null,null,15,null,null,20,null,null,30,null,null,60,null,null,100]
[]
[null,"Mine Year",null,5,null,null,15,null,null,20,null,null,"30",null,null,60,null,null,100]
[null,"Percentile",null,"Avg\nP101","Avg\nP502","Avg\nP903","Avg\nP101","Avg\nP502","Avg\nP903","Avg\nP101","Avg\nP502","Avg\nP903","Avg\nP101","Avg\nP502","Avg\nP903","Avg\nP101","Avg\nP502","Avg\nP903","Avg\nP101","Avg\nP502","Avg\nP903"]
["Constituent","Units","WQ Standard",null,null,null,null,null,null,null,null,null,null,null,null,null,null,null,null,null,null,null,"Const. Lookup"]
["Ag (Silver)","μg/L",null,{"$f":"AVERAGE(OFFSET('2EPond'!$C$10,12*(D2-1),4*($W7-1),12,1)) / IF($B7=\"mg/L\",1000,1)","v":0.19999999999999998},{"$f":"AVERAGE(OFFSET('2EPond'!$D$10,12*(D2-1),4*($W7-1),12,1)) / IF($B7=\"mg/L\",1000,1)","v":0.19999999999999998},{"$f":"AVERAGE(OFFSET('2EPond'!$E$10,12*(D2-1),4*($W7-1),12,1)) / IF($B7=\"mg/L\",1000,1)","v":0.19999999999999998},{"$f":"AVERAGE(OFFSET('1EPond'!$C$10,12*(G2-1),4*($W7-1),12,1)) / IF($B7=\"mg/L\",1000,1)","v":0.19999999999999998},{"$f":"AVERAGE(OFFSET('1EPond'!$D$10,12*(G2-1),4*($W7-1),12,1)) / IF($B7=\"mg/L\",1000,1)","v":0.19999999999999998},{"$f":"AVERAGE(OFFSET('1EPond'!$E$10,12*(G2-1),4*($W7-1),12,1)) / IF($B7=\"mg/L\",1000,1)","v":0.19999999999999998},{"$f":"AVERAGE(OFFSET('1EPond'!$C$10,12*(J2-1),4*($W7-1),12,1)) / IF($B7=\"mg/L\",1000,1)","v":0.19999999999999998},{"$f":"AVERAGE(OFFSET('1EPond'!$D$10,12*(J2-1),4*($W7-1),12,1)) / IF($B7=\"mg/L\",1000,1)","v":0.19999999999999998},{"$f":"AVERAGE(OFFSET('1EPond'!$E$10,12*(J2-1),4*($W7-1),12,1)) / IF($B7=\"mg/L\",1000,1)","v":0.19999999999999998},{"$f":"AVERAGE(OFFSET('1EPond'!$C$10,12*(M2-1),4*($W7-1),12,1)) / IF($B7=\"mg/L\",1000,1)","v":9.8921333333333306E-2},{"$f":"AVERAGE(OFFSET('1EPond'!$D$10,12*(M2-1),4*($W7-1),12,1)) / IF($B7=\"mg/L\",1000,1)","v":0.11163750000000001},{"$f":"AVERAGE(OFFSET('1EPond'!$E$10,12*(M2-1),4*($W7-1),12,1)) / IF($B7=\"mg/L\",1000,1)","v":0.12729749999999998},{"$f":"AVERAGE(OFFSET('1EPond'!$C$10,12*(P2-1),4*($W7-1),12,1)) / IF($B7=\"mg/L\",1000,1)","v":5.3602833333333322E-2},{"$f":"AVERAGE(OFFSET('1EPond'!$D$10,12*(P2-1),4*($W7-1),12,1)) / IF($B7=\"mg/L\",1000,1)","v":6.3547416666666676E-2},{"$f":"AVERAGE(OFFSET('1EPond'!$E$10,12*(P2-1),4*($W7-1),12,1)) / IF($B7=\"mg/L\",1000,1)","v":8.4292166666666654E-2},{"$f":"AVERAGE(OFFSET('1EPond'!$C$10,12*(S2-1),4*($W7-1),12,1)) / IF($B7=\"mg/L\",1000,1)","v":5.3450583333333336E-2},{"$f":"AVERAGE(OFFSET('1EPond'!$D$10,12*(S2-1),4*($W7-1),12,1)) / IF($B7=\"mg/L\",1000,1)","v":6.1830916666666659E-2},{"$f":"AVERAGE(OFFSET('1EPond'!$E$10,12*(S2-1),4*($W7-1),12,1)) / IF($B7=\"mg/L\",1000,1)","v":7.3702083333333321E-2},null,1]
["Al (Aluminum)","μg/L",null,{"$f":"AVERAGE(OFFSET('2EPond'!$C$10,12*(D2-1),4*($W8-1),12,1)) / IF($B8=\"mg/L\",1000,1)","v":4.7586000000000004},{"$f":"AVERAGE(OFFSET('2EPond'!$D$10,12*(D2-1),4*($W8-1),12,1)) / IF($B8=\"mg/L\",1000,1)","v":6.1184999999999983},{"$f":"AVERAGE(OFFSET('2EPond'!$E$10,12*(D2-1),4*($W8-1),12,1)) / IF($B8=\"mg/L\",1000,1)","v":7.8649999999999993},{"$f":"AVERAGE(OFFSET('1EPond'!$C$10,12*(G2-1),4*($W8-1),12,1)) / IF($B8=\"mg/L\",1000,1)","v":4.7586000000000004},{"$f":"AVERAGE(OFFSET('1EPond'!$D$10,12*(G2-1),4*($W8-1),12,1)) / IF($B8=\"mg/L\",1000,1)","v":6.1184999999999983},{"$f":"AVERAGE(OFFSET('1EPond'!$E$10,12*(G2-1),4*($W8-1),12,1)) / IF($B8=\"mg/L\",1000,1)","v":7.8649999999999993},{"$f":"AVERAGE(OFFSET('1EPond'!$C$10,12*(J2-1),4*($W8-1),12,1)) / IF($B8=\"mg/L\",1000,1)","v":4.7586000000000004},{"$f":"AVERAGE(OFFSET('1EPond'!$D$10,12*(J2-1),4*($W8-1),12,1)) / IF($B8=\"mg/L\",1000,1)","v":6.1184999999999983},{"$f":"AVERAGE(OFFSET('1EPond'!$E$10,12*(J2-1),4*($W8-1),12,1)) / IF($B8=\"mg/L\",1000,1)","v":7.8649999999999993},{"$f":"AVERAGE(OFFSET('1EPond'!$C$10,12*(M2-1),4*($W8-1),12,1)) / IF($B8=\"mg/L\",1000,1)","v":4.7586000000000004},{"$f":"AVERAGE(OFFSET('1EPond'!$D$10,12*(M2-1),4*($W8-1),12,1)) / IF($B8=\"mg/L\",1000,1)","v":6.1184999999999983},{"$f":"AVERAGE(OFFSET('1EPond'!$E$10,12*(M2-1),4*($W8-1),12,1)) / IF($B8=\"mg/L\",1000,1)","v":7.8649999999999993},{"$f":"AVERAGE(OFFSET('1EPond'!$C$10,12*(P2-1),4*($W8-1),12,1)) / IF($B8=\"mg/L\",1000,1)","v":4.7586000000000004},{"$f":"AVERAGE(OFFSET('1EPond'!$D$10,12*(P2-1),4*($W8-1),12,1)) / IF($B8=\"mg/L\",1000,1)","v":6.1184999999999983},{"$f":"AVERAGE(OFFSET('1EPond'!$E$10,12*(P2-1),4*($W8-1),12,1)) / IF($B8=\"mg/L\",1000,1)","v":7.8649999999999993},{"$f":"AVERAGE(OFFSET('1EPond'!$C$10,12*(S2-1),4*($W8-1),12,1)) / IF($B8=\"mg/L\",1000,1)","v":4.7586000000000004},{"$f":"AVERAGE(OFFSET('1EPond'!$D$10,12*(S2-1),4*($W8-1),12,1)) / IF($B8=\"mg/L\",1000,1)","v":6.1184999999999983},{"$f":"AVERAGE(OFFSET('1EPond'!$E$10,12*(S2-1),4*($W8-1),12,1)) / IF($B8=\"mg/L\",1000,1)","v":7.8649999999999993},null,2]
["Alkalinity","mg/L",null,{"$f":"AVERAGE(OFFSET('2EPond'!$C$10,12*(D2-1),4*($W9-1),12,1)) / IF($B9=\"mg/L\",1000,1)","v":42.43},{"$f":"AVERAGE(OFFSET('2EPond'!$D$10,12*(D2-1),4*($W9-1),12,1)) / IF($B9=\"mg/L\",1000,1)","v":52.3},{"$f":"AVERAGE(OFFSET('2EPond'!$E$10,12*(D2-1),4*($W9-1),12,1)) / IF($B9=\"mg/L\",1000,1)","v":65.004000000000005},{"$f":"AVERAGE(OFFSET('1EPond'!$C$10,12*(G2-1),4*($W9-1),12,1)) / IF($B9=\"mg/L\",1000,1)","v":42.391750000000002},{"$f":"AVERAGE(OFFSET('1EPond'!$D$10,12*(G2-1),4*($W9-1),12,1)) / IF($B9=\"mg/L\",1000,1)","v":51.839416666666665},{"$f":"AVERAGE(OFFSET('1EPond'!$E$10,12*(G2-1),4*($W9-1),12,1)) / IF($B9=\"mg/L\",1000,1)","v":64.132499999999993},{"$f":"AVERAGE(OFFSET('1EPond'!$C$10,12*(J2-1),4*($W9-1),12,1)) / IF($B9=\"mg/L\",1000,1)","v":42.43},{"$f":"AVERAGE(OFFSET('1EPond'!$D$10,12*(J2-1),4*($W9-1),12,1)) / IF($B9=\"mg/L\",1000,1)","v":52.3},{"$f":"AVERAGE(OFFSET('1EPond'!$E$10,12*(J2-1),4*($W9-1),12,1)) / IF($B9=\"mg/L\",1000,1)","v":65.002583333333334},{"$f":"AVERAGE(OFFSET('1EPond'!$C$10,12*(M2-1),4*($W9-1),12,1)) / IF($B9=\"mg/L\",1000,1)","v":42.297666666666665},{"$f":"AVERAGE(OFFSET('1EPond'!$D$10,12*(M2-1),4*($W9-1),12,1)) / IF($B9=\"mg/L\",1000,1)","v":51.866999999999997},{"$f":"AVERAGE(OFFSET('1EPond'!$E$10,12*(M2-1),4*($W9-1),12,1)) / IF($B9=\"mg/L\",1000,1)","v":63.111249999999998},{"$f":"AVERAGE(OFFSET('1EPond'!$C$10,12*(P2-1),4*($W9-1),12,1)) / IF($B9=\"mg/L\",1000,1)","v":40.211333333333336},{"$f":"AVERAGE(OFFSET('1EPond'!$D$10,12*(P2-1),4*($W9-1),12,1)) / IF($B9=\"mg/L\",1000,1)","v":46.885249999999999},{"$f":"AVERAGE(OFFSET('1EPond'!$E$10,12*(P2-1),4*($W9-1),12,1)) / IF($B9=\"mg/L\",1000,1)","v":58.082333333333338},{"$f":"AVERAGE(OFFSET('1EPond'!$C$10,12*(S2-1),4*($W9-1),12,1)) / IF($B9=\"mg/L\",1000,1)","v":38.132416666666664},{"$f":"AVERAGE(OFFSET('1EPond'!$D$10,12*(S2-1),4*($W9-1),12,1)) / IF($B9=\"mg/L\",1000,1)","v":43.955833333333338},{"$f":"AVERAGE(OFFSET('1EPond'!$E$10,12*(S2-1),4*($W9-1),12,1)) / IF($B9=\"mg/L\",1000,1)","v":51.059666666666665},null,3]
["As (Arsenic)","μg/L",null,{"$f":"AVERAGE(OFFSET('2EPond'!$C$10,12*(D2-1),4*($W10-1),12,1)) / IF($B10=\"mg/L\",1000,1)","v":4.3292083333333338},{"$f":"AVERAGE(OFFSET('2EPond'!$D$10,12*(D2-1),4*($W10-1),12,1)) / IF($B10=\"mg/L\",1000,1)","v":4.9180166666666674},{"$f":"AVERAGE(OFFSET('2EPond'!$E$10,12*(D2-1),4*($W10-1),12,1)) / IF($B10=\"mg/L\",1000,1)","v":5.9714333333333336},{"$f":"AVERAGE(OFFSET('1EPond'!$C$10,12*(G2-1),4*($W10-1),12,1)) / IF($B10=\"mg/L\",1000,1)","v":8.9364000000000008},{"$f":"AVERAGE(OFFSET('1EPond'!$D$10,12*(G2-1),4*($W10-1),12,1)) / IF($B10=\"mg/L\",1000,1)","v":9.8025916666666664},{"$f":"AVERAGE(OFFSET('1EPond'!$E$10,12*(G2-1),4*($W10-1),12,1)) / IF($B10=\"mg/L\",1000,1)","v":11.057333333333332},{"$f":"AVERAGE(OFFSET('1EPond'!$C$10,12*(J2-1),4*($W10-1),12,1)) / IF($B10=\"mg/L\",1000,1)","v":11.911916666666668},{"$f":"AVERAGE(OFFSET('1EPond'!$D$10,12*(J2-1),4*($W10-1),12,1)) / IF($B10=\"mg/L\",1000,1)","v":13.798249999999998},{"$f":"AVERAGE(OFFSET('1EPond'!$E$10,12*(J2-1),4*($W10-1),12,1)) / IF($B10=\"mg/L\",1000,1)","v":16.174416666666666},{"$f":"AVERAGE(OFFSET('1EPond'!$C$10,12*(M2-1),4*($W10-1),12,1)) / IF($B10=\"mg/L\",1000,1)","v":18.989000000000001},{"$f":"AVERAGE(OFFSET('1EPond'!$D$10,12*(M2-1),4*($W10-1),12,1)) / IF($B10=\"mg/L\",1000,1)","v":20.695833333333336},{"$f":"AVERAGE(OFFSET('1EPond'!$E$10,12*(M2-1),4*($W10-1),12,1)) / IF($B10=\"mg/L\",1000,1)","v":22.916250000000002},{"$f":"AVERAGE(OFFSET('1EPond'!$C$10,12*(P2-1),4*($W10-1),12,1)) / IF($B10=\"mg/L\",1000,1)","v":12.978083333333332},{"$f":"AVERAGE(OFFSET('1EPond'!$D$10,12*(P2-1),4*($W10-1),12,1)) / IF($B10=\"mg/L\",1000,1)","v":16.773916666666665},{"$f":"AVERAGE(OFFSET('1EPond'!$E$10,12*(P2-1),4*($W10-1),12,1)) / IF($B10=\"mg/L\",1000,1)","v":20.149750000000001},{"$f":"AVERAGE(OFFSET('1EPond'!$C$10,12*(S2-1),4*($W10-1),12,1)) / IF($B10=\"mg/L\",1000,1)","v":17.555583333333335},{"$f":"AVERAGE(OFFSET('1EPond'!$D$10,12*(S2-1),4*($W10-1),12,1)) / IF($B10=\"mg/L\",1000,1)","v":19.976416666666665},{"$f":"AVERAGE(OFFSET('1EPond'!$E$10,12*(S2-1),4*($W10-1),12,1)) / IF($B10=\"mg/L\",1000,1)","v":22.670500000000001},null,4]
["B (Boron)","μg/L",null,{"$f":"AVERAGE(OFFSET('2EPond'!$C$10,12*(D2-1),4*($W11-1),12,1)) / IF($B11=\"mg/L\",1000,1)","v":100},{"$f":"AVERAGE(OFFSET('2EPond'!$D$10,12*(D2-1),4*($W11-1),12,1)) / IF($B11=\"mg/L\",1000,1)","v":100},{"$f":"AVERAGE(OFFSET('2EPond'!$E$10,12*(D2-1),4*($W11-1),12,1)) / IF($B11=\"mg/L\",1000,1)","v":100},{"$f":"AVERAGE(OFFSET('1EPond'!$C$10,12*(G2-1),4*($W11-1),12,1)) / IF($B11=\"mg/L\",1000,1)","v":99.92925000000001},{"$f":"AVERAGE(OFFSET('1EPond'!$D$10,12*(G2-1),4*($W11-1),12,1)) / IF($B11=\"mg/L\",1000,1)","v":100},{"$f":"AVERAGE(OFFSET('1EPond'!$E$10,12*(G2-1),4*($W11-1),12,1)) / IF($B11=\"mg/L\",1000,1)","v":100},{"$f":"AVERAGE(OFFSET('1EPond'!$C$10,12*(J2-1),4*($W11-1),12,1)) / IF($B11=\"mg/L\",1000,1)","v":100},{"$f":"AVERAGE(OFFSET('1EPond'!$D$10,12*(J2-1),4*($W11-1),12,1)) / IF($B11=\"mg/L\",1000,1)","v":100},{"$f":"AVERAGE(OFFSET('1EPond'!$E$10,12*(J2-1),4*($W11-1),12,1)) / IF($B11=\"mg/L\",1000,1)","v":100},{"$f":"AVERAGE(OFFSET('1EPond'!$C$10,12*(M2-1),4*($W11-1),12,1)) / IF($B11=\"mg/L\",1000,1)","v":91.689166666666665},{"$f":"AVERAGE(OFFSET('1EPond'!$D$10,12*(M2-1),4*($W11-1),12,1)) / IF($B11=\"mg/L\",1000,1)","v":99.525666666666666},{"$f":"AVERAGE(OFFSET('1EPond'!$E$10,12*(M2-1),4*($W11-1),12,1)) / IF($B11=\"mg/L\",1000,1)","v":100},{"$f":"AVERAGE(OFFSET('1EPond'!$C$10,12*(P2-1),4*($W11-1),12,1)) / IF($B11=\"mg/L\",1000,1)","v":50.344583333333333},{"$f":"AVERAGE(OFFSET('1EPond'!$D$10,12*(P2-1),4*($W11-1),12,1)) / IF($B11=\"mg/L\",1000,1)","v":71.320416666666659},{"$f":"AVERAGE(OFFSET('1EPond'!$E$10,12*(P2-1),4*($W11-1),12,1)) / IF($B11=\"mg/L\",1000,1)","v":99.459916666666672},{"$f":"AVERAGE(OFFSET('1EPond'!$C$10,12*(S2-1),4*($W11-1),12,1)) / IF($B11=\"mg/L\",1000,1)","v":37.855583333333335},{"$f":"AVERAGE(OFFSET('1EPond'!$D$10,12*(S2-1),4*($W11-1),12,1)) / IF($B11=\"mg/L\",1000,1)","v":49.048166666666653},{"$f":"AVERAGE(OFFSET('1EPond'!$E$10,12*(S2-1),4*($W11-1),12,1)) / IF($B11=\"mg/L\",1000,1)","v":67.364750000000015},null,5]
["Ba (Barium)","μg/L",null,{"$f":"AVERAGE(OFFSET('2EPond'!$C$10,12*(D2-1),4*($W12-1),12,1)) / IF($B12=\"mg/L\",1000,1)","v":24.385083333333338},{"$f":"AVERAGE(OFFSET('2EPond'!$D$10,12*(D2-1),4*($W12-1),12,1)) / IF($B12=\"mg/L\",1000,1)","v":24.790666666666667},{"$f":"AVERAGE(OFFSET('2EPond'!$E$10,12*(D2-1),4*($W12-1),12,1)) / IF($B12=\"mg/L\",1000,1)","v":25.263166666666667},{"$f":"AVERAGE(OFFSET('1EPond'!$C$10,12*(G2-1),4*($W12-1),12,1)) / IF($B12=\"mg/L\",1000,1)","v":22.224499999999995},{"$f":"AVERAGE(OFFSET('1EPond'!$D$10,12*(G2-1),4*($W12-1),12,1)) / IF($B12=\"mg/L\",1000,1)","v":22.635666666666665},{"$f":"AVERAGE(OFFSET('1EPond'!$E$10,12*(G2-1),4*($W12-1),12,1)) / IF($B12=\"mg/L\",1000,1)","v":23.072166666666664},{"$f":"AVERAGE(OFFSET('1EPond'!$C$10,12*(J2-1),4*($W12-1),12,1)) / IF($B12=\"mg/L\",1000,1)","v":20.475583333333329},{"$f":"AVERAGE(OFFSET('1EPond'!$D$10,12*(J2-1),4*($W12-1),12,1)) / IF($B12=\"mg/L\",1000,1)","v":22.505666666666666},{"$f":"AVERAGE(OFFSET('1EPond'!$E$10,12*(J2-1),4*($W12-1),12,1)) / IF($B12=\"mg/L\",1000,1)","v":23.253916666666669},{"$f":"AVERAGE(OFFSET('1EPond'!$C$10,12*(M2-1),4*($W12-1),12,1)) / IF($B12=\"mg/L\",1000,1)","v":6.9506500000000004},{"$f":"AVERAGE(OFFSET('1EPond'!$D$10,12*(M2-1),4*($W12-1),12,1)) / IF($B12=\"mg/L\",1000,1)","v":7.7099000000000002},{"$f":"AVERAGE(OFFSET('1EPond'!$E$10,12*(M2-1),4*($W12-1),12,1)) / IF($B12=\"mg/L\",1000,1)","v":8.4306666666666654},{"$f":"AVERAGE(OFFSET('1EPond'!$C$10,12*(P2-1),4*($W12-1),12,1)) / IF($B12=\"mg/L\",1000,1)","v":2.9978666666666669},{"$f":"AVERAGE(OFFSET('1EPond'!$D$10,12*(P2-1),4*($W12-1),12,1)) / IF($B12=\"mg/L\",1000,1)","v":3.5267749999999993},{"$f":"AVERAGE(OFFSET('1EPond'!$E$10,12*(P2-1),4*($W12-1),12,1)) / IF($B12=\"mg/L\",1000,1)","v":4.0011916666666671},{"$f":"AVERAGE(OFFSET('1EPond'!$C$10,12*(S2-1),4*($W12-1),12,1)) / IF($B12=\"mg/L\",1000,1)","v":2.6138166666666671},{"$f":"AVERAGE(OFFSET('1EPond'!$D$10,12*(S2-1),4*($W12-1),12,1)) / IF($B12=\"mg/L\",1000,1)","v":3.0248749999999998},{"$f":"AVERAGE(OFFSET('1EPond'!$E$10,12*(S2-1),4*($W12-1),12,1)) / IF($B12=\"mg/L\",1000,1)","v":3.5666500000000005},null,6]
["Be (Beryllium)","μg/L",null,{"$f":"AVERAGE(OFFSET('2EPond'!$C$10,12*(D2-1),4*($W13-1),12,1)) / IF($B13=\"mg/L\",1000,1)","v":0.35801083333333322},{"$f":"AVERAGE(OFFSET('2EPond'!$D$10,12*(D2-1),4*($W13-1),12,1)) / IF($B13=\"mg/L\",1000,1)","v":0.38643666666666671},{"$f":"AVERAGE(OFFSET('2EPond'!$E$10,12*(D2-1),4*($W13-1),12,1)) / IF($B13=\"mg/L\",1000,1)","v":0.39997750000000004},{"$f":"AVERAGE(OFFSET('1EPond'!$C$10,12*(G2-1),4*($W13-1),12,1)) / IF($B13=\"mg/L\",1000,1)","v":0.39999999999999997},{"$f":"AVERAGE(OFFSET('1EPond'!$D$10,12*(G2-1),4*($W13-1),12,1)) / IF($B13=\"mg/L\",1000,1)","v":0.39999999999999997},{"$f":"AVERAGE(OFFSET('1EPond'!$E$10,12*(G2-1),4*($W13-1),12,1)) / IF($B13=\"mg/L\",1000,1)","v":0.39999999999999997},{"$f":"AVERAGE(OFFSET('1EPond'!$C$10,12*(J2-1),4*($W13-1),12,1)) / IF($B13=\"mg/L\",1000,1)","v":0.36397499999999999},{"$f":"AVERAGE(OFFSET('1EPond'!$D$10,12*(J2-1),4*($W13-1),12,1)) / IF($B13=\"mg/L\",1000,1)","v":0.39971000000000001},{"$f":"AVERAGE(OFFSET('1EPond'!$E$10,12*(J2-1),4*($W13-1),12,1)) / IF($B13=\"mg/L\",1000,1)","v":0.39999999999999997},{"$f":"AVERAGE(OFFSET('1EPond'!$C$10,12*(M2-1),4*($W13-1),12,1)) / IF($B13=\"mg/L\",1000,1)","v":0.26493166666666673},{"$f":"AVERAGE(OFFSET('1EPond'!$D$10,12*(M2-1),4*($W13-1),12,1)) / IF($B13=\"mg/L\",1000,1)","v":0.30359333333333333},{"$f":"AVERAGE(OFFSET('1EPond'!$E$10,12*(M2-1),4*($W13-1),12,1)) / IF($B13=\"mg/L\",1000,1)","v":0.35254000000000002},{"$f":"AVERAGE(OFFSET('1EPond'!$C$10,12*(P2-1),4*($W13-1),12,1)) / IF($B13=\"mg/L\",1000,1)","v":0.18121999999999996},{"$f":"AVERAGE(OFFSET('1EPond'!$D$10,12*(P2-1),4*($W13-1),12,1)) / IF($B13=\"mg/L\",1000,1)","v":0.22248250000000003},{"$f":"AVERAGE(OFFSET('1EPond'!$E$10,12*(P2-1),4*($W13-1),12,1)) / IF($B13=\"mg/L\",1000,1)","v":0.29150833333333342},{"$f":"AVERAGE(OFFSET('1EPond'!$C$10,12*(S2-1),4*($W13-1),12,1)) / IF($B13=\"mg/L\",1000,1)","v":0.1776966666666667},{"$f":"AVERAGE(OFFSET('1EPond'!$D$10,12*(S2-1),4*($W13-1),12,1)) / IF($B13=\"mg/L\",1000,1)","v":0.20605750000000003},{"$f":"AVERAGE(OFFSET('1EPond'!$E$10,12*(S2-1),4*($W13-1),12,1)) / IF($B13=\"mg/L\",1000,1)","v":0.24376499999999998},null,7]
["Ca (Calcium)","mg/L",null,{"$f":"AVERAGE(OFFSET('2EPond'!$C$10,12*(D2-1),4*($W14-1),12,1)) / IF($B14=\"mg/L\",1000,1)","v":39.230333333333334},{"$f":"AVERAGE(OFFSET('2EPond'!$D$10,12*(D2-1),4*($W14-1),12,1)) / IF($B14=\"mg/L\",1000,1)","v":40.791833333333336},{"$f":"AVERAGE(OFFSET('2EPond'!$E$10,12*(D2-1),4*($W14-1),12,1)) / IF($B14=\"mg/L\",1000,1)","v":42.439749999999997},{"$f":"AVERAGE(OFFSET('1EPond'!$C$10,12*(G2-1),4*($W14-1),12,1)) / IF($B14=\"mg/L\",1000,1)","v":51.628416666666666},{"$f":"AVERAGE(OFFSET('1EPond'!$D$10,12*(G2-1),4*($W14-1),12,1)) / IF($B14=\"mg/L\",1000,1)","v":56.736083333333333},{"$f":"AVERAGE(OFFSET('1EPond'!$E$10,12*(G2-1),4*($W14-1),12,1)) / IF($B14=\"mg/L\",1000,1)","v":61.350583333333333},{"$f":"AVERAGE(OFFSET('1EPond'!$C$10,12*(J2-1),4*($W14-1),12,1)) / IF($B14=\"mg/L\",1000,1)","v":60.923083333333338},{"$f":"AVERAGE(OFFSET('1EPond'!$D$10,12*(J2-1),4*($W14-1),12,1)) / IF($B14=\"mg/L\",1000,1)","v":68.758416666666676},{"$f":"AVERAGE(OFFSET('1EPond'!$E$10,12*(J2-1),4*($W14-1),12,1)) / IF($B14=\"mg/L\",1000,1)","v":78.344499999999996},{"$f":"AVERAGE(OFFSET('1EPond'!$C$10,12*(M2-1),4*($W14-1),12,1)) / IF($B14=\"mg/L\",1000,1)","v":38.639499999999998},{"$f":"AVERAGE(OFFSET('1EPond'!$D$10,12*(M2-1),4*($W14-1),12,1)) / IF($B14=\"mg/L\",1000,1)","v":44.512749999999997},{"$f":"AVERAGE(OFFSET('1EPond'!$E$10,12*(M2-1),4*($W14-1),12,1)) / IF($B14=\"mg/L\",1000,1)","v":51.318750000000001},{"$f":"AVERAGE(OFFSET('1EPond'!$C$10,12*(P2-1),4*($W14-1),12,1)) / IF($B14=\"mg/L\",1000,1)","v":18.0275},{"$f":"AVERAGE(OFFSET('1EPond'!$D$10,12*(P2-1),4*($W14-1),12,1)) / IF($B14=\"mg/L\",1000,1)","v":21.673166666666667},{"$f":"AVERAGE(OFFSET('1EPond'!$E$10,12*(P2-1),4*($W14-1),12,1)) / IF($B14=\"mg/L\",1000,1)","v":26.123750000000001},{"$f":"AVERAGE(OFFSET('1EPond'!$C$10,12*(S2-1),4*($W14-1),12,1)) / IF($B14=\"mg/L\",1000,1)","v":15.368499999999999},{"$f":"AVERAGE(OFFSET('1EPond'!$D$10,12*(S2-1),4*($W14-1),12,1)) / IF($B14=\"mg/L\",1000,1)","v":17.849250000000001},{"$f":"AVERAGE(OFFSET('1EPond'!$E$10,12*(S2-1),4*($W14-1),12,1)) / IF($B14=\"mg/L\",1000,1)","v":21.107500000000002},null,8]
["Cd (Cadmium)","μg/L",null,{"$f":"AVERAGE(OFFSET('2EPond'!$C$10,12*(D2-1),4*($W15-1),12,1)) / IF($B15=\"mg/L\",1000,1)","v":0.31068000000000001},{"$f":"AVERAGE(OFFSET('2EPond'!$D$10,12*(D2-1),4*($W15-1),12,1)) / IF($B15=\"mg/L\",1000,1)","v":0.88130166666666676},{"$f":"AVERAGE(OFFSET('2EPond'!$E$10,12*(D2-1),4*($W15-1),12,1)) / IF($B15=\"mg/L\",1000,1)","v":1.1194333333333335},{"$f":"AVERAGE(OFFSET('1EPond'!$C$10,12*(G2-1),4*($W15-1),12,1)) / IF($B15=\"mg/L\",1000,1)","v":0.31068000000000001},{"$f":"AVERAGE(OFFSET('1EPond'!$D$10,12*(G2-1),4*($W15-1),12,1)) / IF($B15=\"mg/L\",1000,1)","v":0.88800000000000001},{"$f":"AVERAGE(OFFSET('1EPond'!$E$10,12*(G2-1),4*($W15-1),12,1)) / IF($B15=\"mg/L\",1000,1)","v":1.8965666666666665},{"$f":"AVERAGE(OFFSET('1EPond'!$C$10,12*(J2-1),4*($W15-1),12,1)) / IF($B15=\"mg/L\",1000,1)","v":0.31068000000000001},{"$f":"AVERAGE(OFFSET('1EPond'!$D$10,12*(J2-1),4*($W15-1),12,1)) / IF($B15=\"mg/L\",1000,1)","v":0.68164083333333336},{"$f":"AVERAGE(OFFSET('1EPond'!$E$10,12*(J2-1),4*($W15-1),12,1)) / IF($B15=\"mg/L\",1000,1)","v":0.97338333333333338},{"$f":"AVERAGE(OFFSET('1EPond'!$C$10,12*(M2-1),4*($W15-1),12,1)) / IF($B15=\"mg/L\",1000,1)","v":0.30047999999999997},{"$f":"AVERAGE(OFFSET('1EPond'!$D$10,12*(M2-1),4*($W15-1),12,1)) / IF($B15=\"mg/L\",1000,1)","v":0.47098083333333335},{"$f":"AVERAGE(OFFSET('1EPond'!$E$10,12*(M2-1),4*($W15-1),12,1)) / IF($B15=\"mg/L\",1000,1)","v":0.89090666666666662},{"$f":"AVERAGE(OFFSET('1EPond'!$C$10,12*(P2-1),4*($W15-1),12,1)) / IF($B15=\"mg/L\",1000,1)","v":6.9332249999999998E-2},{"$f":"AVERAGE(OFFSET('1EPond'!$D$10,12*(P2-1),4*($W15-1),12,1)) / IF($B15=\"mg/L\",1000,1)","v":0.11302916666666667},{"$f":"AVERAGE(OFFSET('1EPond'!$E$10,12*(P2-1),4*($W15-1),12,1)) / IF($B15=\"mg/L\",1000,1)","v":0.21947666666666665},{"$f":"AVERAGE(OFFSET('1EPond'!$C$10,12*(S2-1),4*($W15-1),12,1)) / IF($B15=\"mg/L\",1000,1)","v":4.7452916666666671E-2},{"$f":"AVERAGE(OFFSET('1EPond'!$D$10,12*(S2-1),4*($W15-1),12,1)) / IF($B15=\"mg/L\",1000,1)","v":6.07655E-2},{"$f":"AVERAGE(OFFSET('1EPond'!$E$10,12*(S2-1),4*($W15-1),12,1)) / IF($B15=\"mg/L\",1000,1)","v":8.609766666666667E-2},null,9]
["Cl (Chloride)","mg/L",null,{"$f":"AVERAGE(OFFSET('2EPond'!$C$10,12*(D2-1),4*($W16-1),12,1)) / IF($B16=\"mg/L\",1000,1)","v":22.1875},{"$f":"AVERAGE(OFFSET('2EPond'!$D$10,12*(D2-1),4*($W16-1),12,1)) / IF($B16=\"mg/L\",1000,1)","v":24.7745},{"$f":"AVERAGE(OFFSET('2EPond'!$E$10,12*(D2-1),4*($W16-1),12,1)) / IF($B16=\"mg/L\",1000,1)","v":28.929500000000001},{"$f":"AVERAGE(OFFSET('1EPond'!$C$10,12*(G2-1),4*($W16-1),12,1)) / IF($B16=\"mg/L\",1000,1)","v":29.626416666666668},{"$f":"AVERAGE(OFFSET('1EPond'!$D$10,12*(G2-1),4*($W16-1),12,1)) / IF($B16=\"mg/L\",1000,1)","v":32.64758333333333},{"$f":"AVERAGE(OFFSET('1EPond'!$E$10,12*(G2-1),4*($W16-1),12,1)) / IF($B16=\"mg/L\",1000,1)","v":37.422833333333337},{"$f":"AVERAGE(OFFSET('1EPond'!$C$10,12*(J2-1),4*($W16-1),12,1)) / IF($B16=\"mg/L\",1000,1)","v":21.702416666666668},{"$f":"AVERAGE(OFFSET('1EPond'!$D$10,12*(J2-1),4*($W16-1),12,1)) / IF($B16=\"mg/L\",1000,1)","v":26.113},{"$f":"AVERAGE(OFFSET('1EPond'!$E$10,12*(J2-1),4*($W16-1),12,1)) / IF($B16=\"mg/L\",1000,1)","v":32.246166666666667},{"$f":"AVERAGE(OFFSET('1EPond'!$C$10,12*(M2-1),4*($W16-1),12,1)) / IF($B16=\"mg/L\",1000,1)","v":4.7627583333333332},{"$f":"AVERAGE(OFFSET('1EPond'!$D$10,12*(M2-1),4*($W16-1),12,1)) / IF($B16=\"mg/L\",1000,1)","v":5.6073666666666675},{"$f":"AVERAGE(OFFSET('1EPond'!$E$10,12*(M2-1),4*($W16-1),12,1)) / IF($B16=\"mg/L\",1000,1)","v":6.7791999999999994},{"$f":"AVERAGE(OFFSET('1EPond'!$C$10,12*(P2-1),4*($W16-1),12,1)) / IF($B16=\"mg/L\",1000,1)","v":0.96884083333333348},{"$f":"AVERAGE(OFFSET('1EPond'!$D$10,12*(P2-1),4*($W16-1),12,1)) / IF($B16=\"mg/L\",1000,1)","v":1.1261250000000003},{"$f":"AVERAGE(OFFSET('1EPond'!$E$10,12*(P2-1),4*($W16-1),12,1)) / IF($B16=\"mg/L\",1000,1)","v":1.358125},{"$f":"AVERAGE(OFFSET('1EPond'!$C$10,12*(S2-1),4*($W16-1),12,1)) / IF($B16=\"mg/L\",1000,1)","v":0.91740999999999995},{"$f":"AVERAGE(OFFSET('1EPond'!$D$10,12*(S2-1),4*($W16-1),12,1)) / IF($B16=\"mg/L\",1000,1)","v":1.0987916666666668},{"$f":"AVERAGE(OFFSET('1EPond'!$E$10,12*(S2-1),4*($W16-1),12,1)) / IF($B16=\"mg/L\",1000,1)","v":1.353158333333333},null,10]
["Co (Cobalt)","μg/L",null,{"$f":"AVERAGE(OFFSET('2EPond'!$C$10,12*(D2-1),4*($W17-1),12,1)) / IF($B17=\"mg/L\",1000,1)","v":4.6538000000000004},{"$f":"AVERAGE(OFFSET('2EPond'!$D$10,12*(D2-1),4*($W17-1),12,1)) / IF($B17=\"mg/L\",1000,1)","v":9.2511083333333328},{"$f":"AVERAGE(OFFSET('2EPond'!$E$10,12*(D2-1),4*($W17-1),12,1)) / IF($B17=\"mg/L\",1000,1)","v":17.484833333333334},{"$f":"AVERAGE(OFFSET('1EPond'!$C$10,12*(G2-1),4*($W17-1),12,1)) / IF($B17=\"mg/L\",1000,1)","v":6.7225250000000001},{"$f":"AVERAGE(OFFSET('1EPond'!$D$10,12*(G2-1),4*($W17-1),12,1)) / IF($B17=\"mg/L\",1000,1)","v":11.774166666666668},{"$f":"AVERAGE(OFFSET('1EPond'!$E$10,12*(G2-1),4*($W17-1),12,1)) / IF($B17=\"mg/L\",1000,1)","v":21.7225},{"$f":"AVERAGE(OFFSET('1EPond'!$C$10,12*(J2-1),4*($W17-1),12,1)) / IF($B17=\"mg/L\",1000,1)","v":8.0960166666666655},{"$f":"AVERAGE(OFFSET('1EPond'!$D$10,12*(J2-1),4*($W17-1),12,1)) / IF($B17=\"mg/L\",1000,1)","v":14.804916666666669},{"$f":"AVERAGE(OFFSET('1EPond'!$E$10,12*(J2-1),4*($W17-1),12,1)) / IF($B17=\"mg/L\",1000,1)","v":27.372249999999998},{"$f":"AVERAGE(OFFSET('1EPond'!$C$10,12*(M2-1),4*($W17-1),12,1)) / IF($B17=\"mg/L\",1000,1)","v":4.0529833333333327},{"$f":"AVERAGE(OFFSET('1EPond'!$D$10,12*(M2-1),4*($W17-1),12,1)) / IF($B17=\"mg/L\",1000,1)","v":6.0613416666666664},{"$f":"AVERAGE(OFFSET('1EPond'!$E$10,12*(M2-1),4*($W17-1),12,1)) / IF($B17=\"mg/L\",1000,1)","v":9.7219916666666659},{"$f":"AVERAGE(OFFSET('1EPond'!$C$10,12*(P2-1),4*($W17-1),12,1)) / IF($B17=\"mg/L\",1000,1)","v":0.86452583333333344},{"$f":"AVERAGE(OFFSET('1EPond'!$D$10,12*(P2-1),4*($W17-1),12,1)) / IF($B17=\"mg/L\",1000,1)","v":1.5033083333333332},{"$f":"AVERAGE(OFFSET('1EPond'!$E$10,12*(P2-1),4*($W17-1),12,1)) / IF($B17=\"mg/L\",1000,1)","v":2.8681249999999996},{"$f":"AVERAGE(OFFSET('1EPond'!$C$10,12*(S2-1),4*($W17-1),12,1)) / IF($B17=\"mg/L\",1000,1)","v":0.36989499999999992},{"$f":"AVERAGE(OFFSET('1EPond'!$D$10,12*(S2-1),4*($W17-1),12,1)) / IF($B17=\"mg/L\",1000,1)","v":0.53926250000000009},{"$f":"AVERAGE(OFFSET('1EPond'!$E$10,12*(S2-1),4*($W17-1),12,1)) / IF($B17=\"mg/L\",1000,1)","v":0.7935783333333335},null,11]
["Cr (Chromium)","μg/L",null,{"$f":"AVERAGE(OFFSET('2EPond'!$C$10,12*(D2-1),4*($W18-1),12,1)) / IF($B18=\"mg/L\",1000,1)","v":1.4548583333333334},{"$f":"AVERAGE(OFFSET('2EPond'!$D$10,12*(D2-1),4*($W18-1),12,1)) / IF($B18=\"mg/L\",1000,1)","v":1.5715083333333333},{"$f":"AVERAGE(OFFSET('2EPond'!$E$10,12*(D2-1),4*($W18-1),12,1)) / IF($B18=\"mg/L\",1000,1)","v":1.708491666666667},{"$f":"AVERAGE(OFFSET('1EPond'!$C$10,12*(G2-1),4*($W18-1),12,1)) / IF($B18=\"mg/L\",1000,1)","v":3.9933916666666658},{"$f":"AVERAGE(OFFSET('1EPond'!$D$10,12*(G2-1),4*($W18-1),12,1)) / IF($B18=\"mg/L\",1000,1)","v":4.2958333333333316},{"$f":"AVERAGE(OFFSET('1EPond'!$E$10,12*(G2-1),4*($W18-1),12,1)) / IF($B18=\"mg/L\",1000,1)","v":4.6076833333333331},{"$f":"AVERAGE(OFFSET('1EPond'!$C$10,12*(J2-1),4*($W18-1),12,1)) / IF($B18=\"mg/L\",1000,1)","v":2.1265000000000001},{"$f":"AVERAGE(OFFSET('1EPond'!$D$10,12*(J2-1),4*($W18-1),12,1)) / IF($B18=\"mg/L\",1000,1)","v":2.4079999999999999},{"$f":"AVERAGE(OFFSET('1EPond'!$E$10,12*(J2-1),4*($W18-1),12,1)) / IF($B18=\"mg/L\",1000,1)","v":2.6848500000000004},{"$f":"AVERAGE(OFFSET('1EPond'!$C$10,12*(M2-1),4*($W18-1),12,1)) / IF($B18=\"mg/L\",1000,1)","v":2.1410583333333335},{"$f":"AVERAGE(OFFSET('1EPond'!$D$10,12*(M2-1),4*($W18-1),12,1)) / IF($B18=\"mg/L\",1000,1)","v":2.446166666666667},{"$f":"AVERAGE(OFFSET('1EPond'!$E$10,12*(M2-1),4*($W18-1),12,1)) / IF($B18=\"mg/L\",1000,1)","v":2.7236166666666666},{"$f":"AVERAGE(OFFSET('1EPond'!$C$10,12*(P2-1),4*($W18-1),12,1)) / IF($B18=\"mg/L\",1000,1)","v":0.46706916666666665},{"$f":"AVERAGE(OFFSET('1EPond'!$D$10,12*(P2-1),4*($W18-1),12,1)) / IF($B18=\"mg/L\",1000,1)","v":0.62503416666666667},{"$f":"AVERAGE(OFFSET('1EPond'!$E$10,12*(P2-1),4*($W18-1),12,1)) / IF($B18=\"mg/L\",1000,1)","v":0.93383000000000005},{"$f":"AVERAGE(OFFSET('1EPond'!$C$10,12*(S2-1),4*($W18-1),12,1)) / IF($B18=\"mg/L\",1000,1)","v":0.33175916666666666},{"$f":"AVERAGE(OFFSET('1EPond'!$D$10,12*(S2-1),4*($W18-1),12,1)) / IF($B18=\"mg/L\",1000,1)","v":0.40255749999999996},{"$f":"AVERAGE(OFFSET('1EPond'!$E$10,12*(S2-1),4*($W18-1),12,1)) / IF($B18=\"mg/L\",1000,1)","v":0.49927416666666669},null,12]
["Cu (Copper)","μg/L",null,{"$f":"AVERAGE(OFFSET('2EPond'!$C$10,12*(D2-1),4*($W19-1),12,1)) / IF($B19=\"mg/L\",1000,1)","v":23.873999999999999},{"$f":"AVERAGE(OFFSET('2EPond'!$D$10,12*(D2-1),4*($W19-1),12,1)) / IF($B19=\"mg/L\",1000,1)","v":39.716999999999992},{"$f":"AVERAGE(OFFSET('2EPond'!$E$10,12*(D2-1),4*($W19-1),12,1)) / IF($B19=\"mg/L\",1000,1)","v":119.42166666666668},{"$f":"AVERAGE(OFFSET('1EPond'!$C$10,12*(G2-1),4*($W19-1),12,1)) / IF($B19=\"mg/L\",1000,1)","v":23.873999999999999},{"$f":"AVERAGE(OFFSET('1EPond'!$D$10,12*(G2-1),4*($W19-1),12,1)) / IF($B19=\"mg/L\",1000,1)","v":39.716999999999992},{"$f":"AVERAGE(OFFSET('1EPond'!$E$10,12*(G2-1),4*($W19-1),12,1)) / IF($B19=\"mg/L\",1000,1)","v":121.81999999999995},{"$f":"AVERAGE(OFFSET('1EPond'!$C$10,12*(J2-1),4*($W19-1),12,1)) / IF($B19=\"mg/L\",1000,1)","v":23.873999999999999},{"$f":"AVERAGE(OFFSET('1EPond'!$D$10,12*(J2-1),4*($W19-1),12,1)) / IF($B19=\"mg/L\",1000,1)","v":39.716999999999992},{"$f":"AVERAGE(OFFSET('1EPond'!$E$10,12*(J2-1),4*($W19-1),12,1)) / IF($B19=\"mg/L\",1000,1)","v":121.81999999999995},{"$f":"AVERAGE(OFFSET('1EPond'!$C$10,12*(M2-1),4*($W19-1),12,1)) / IF($B19=\"mg/L\",1000,1)","v":23.861500000000003},{"$f":"AVERAGE(OFFSET('1EPond'!$D$10,12*(M2-1),4*($W19-1),12,1)) / IF($B19=\"mg/L\",1000,1)","v":38.688166666666667},{"$f":"AVERAGE(OFFSET('1EPond'!$E$10,12*(M2-1),4*($W19-1),12,1)) / IF($B19=\"mg/L\",1000,1)","v":73.95483333333334},{"$f":"AVERAGE(OFFSET('1EPond'!$C$10,12*(P2-1),4*($W19-1),12,1)) / IF($B19=\"mg/L\",1000,1)","v":5.3158000000000003},{"$f":"AVERAGE(OFFSET('1EPond'!$D$10,12*(P2-1),4*($W19-1),12,1)) / IF($B19=\"mg/L\",1000,1)","v":6.3924666666666674},{"$f":"AVERAGE(OFFSET('1EPond'!$E$10,12*(P2-1),4*($W19-1),12,1)) / IF($B19=\"mg/L\",1000,1)","v":7.7112166666666653},{"$f":"AVERAGE(OFFSET('1EPond'!$C$10,12*(S2-1),4*($W19-1),12,1)) / IF($B19=\"mg/L\",1000,1)","v":3.112833333333334},{"$f":"AVERAGE(OFFSET('1EPond'!$D$10,12*(S2-1),4*($W19-1),12,1)) / IF($B19=\"mg/L\",1000,1)","v":3.6786166666666666},{"$f":"AVERAGE(OFFSET('1EPond'!$E$10,12*(S2-1),4*($W19-1),12,1)) / IF($B19=\"mg/L\",1000,1)","v":4.388441666666667},null,13]
["F (Fluoride)","mg/L",null,{"$f":"AVERAGE(OFFSET('2EPond'!$C$10,12*(D2-1),4*($W20-1),12,1)) / IF($B20=\"mg/L\",1000,1)","v":0.65943000000000007},{"$f":"AVERAGE(OFFSET('2EPond'!$D$10,12*(D2-1),4*($W20-1),12,1)) / IF($B20=\"mg/L\",1000,1)","v":0.71938333333333337},{"$f":"AVERAGE(OFFSET('2EPond'!$E$10,12*(D2-1),4*($W20-1),12,1)) / IF($B20=\"mg/L\",1000,1)","v":0.78205333333333338},{"$f":"AVERAGE(OFFSET('1EPond'!$C$10,12*(G2-1),4*($W20-1),12,1)) / IF($B20=\"mg/L\",1000,1)","v":0.95332749999999999},{"$f":"AVERAGE(OFFSET('1EPond'!$D$10,12*(G2-1),4*($W20-1),12,1)) / IF($B20=\"mg/L\",1000,1)","v":1.0321833333333332},{"$f":"AVERAGE(OFFSET('1EPond'!$E$10,12*(G2-1),4*($W20-1),12,1)) / IF($B20=\"mg/L\",1000,1)","v":1.1124416666666668},{"$f":"AVERAGE(OFFSET('1EPond'!$C$10,12*(J2-1),4*($W20-1),12,1)) / IF($B20=\"mg/L\",1000,1)","v":0.42115083333333336},{"$f":"AVERAGE(OFFSET('1EPond'!$D$10,12*(J2-1),4*($W20-1),12,1)) / IF($B20=\"mg/L\",1000,1)","v":0.48672166666666661},{"$f":"AVERAGE(OFFSET('1EPond'!$E$10,12*(J2-1),4*($W20-1),12,1)) / IF($B20=\"mg/L\",1000,1)","v":0.55331916666666681},{"$f":"AVERAGE(OFFSET('1EPond'!$C$10,12*(M2-1),4*($W20-1),12,1)) / IF($B20=\"mg/L\",1000,1)","v":0.19525333333333333},{"$f":"AVERAGE(OFFSET('1EPond'!$D$10,12*(M2-1),4*($W20-1),12,1)) / IF($B20=\"mg/L\",1000,1)","v":0.22621666666666668},{"$f":"AVERAGE(OFFSET('1EPond'!$E$10,12*(M2-1),4*($W20-1),12,1)) / IF($B20=\"mg/L\",1000,1)","v":0.25478083333333335},{"$f":"AVERAGE(OFFSET('1EPond'!$C$10,12*(P2-1),4*($W20-1),12,1)) / IF($B20=\"mg/L\",1000,1)","v":4.5709499999999993E-2},{"$f":"AVERAGE(OFFSET('1EPond'!$D$10,12*(P2-1),4*($W20-1),12,1)) / IF($B20=\"mg/L\",1000,1)","v":5.1662833333333331E-2},{"$f":"AVERAGE(OFFSET('1EPond'!$E$10,12*(P2-1),4*($W20-1),12,1)) / IF($B20=\"mg/L\",1000,1)","v":6.0299416666666682E-2},{"$f":"AVERAGE(OFFSET('1EPond'!$C$10,12*(S2-1),4*($W20-1),12,1)) / IF($B20=\"mg/L\",1000,1)","v":4.8204250000000004E-2},{"$f":"AVERAGE(OFFSET('1EPond'!$D$10,12*(S2-1),4*($W20-1),12,1)) / IF($B20=\"mg/L\",1000,1)","v":5.4490583333333342E-2},{"$f":"AVERAGE(OFFSET('1EPond'!$E$10,12*(S2-1),4*($W20-1),12,1)) / IF($B20=\"mg/L\",1000,1)","v":6.2018000000000011E-2},null,14]
["Fe (Iron)","μg/L",null,{"$f":"AVERAGE(OFFSET('2EPond'!$C$10,12*(D2-1),4*($W21-1),12,1)) / IF($B21=\"mg/L\",1000,1)","v":23.775000000000002},{"$f":"AVERAGE(OFFSET('2EPond'!$D$10,12*(D2-1),4*($W21-1),12,1)) / IF($B21=\"mg/L\",1000,1)","v":39.189000000000007},{"$f":"AVERAGE(OFFSET('2EPond'!$E$10,12*(D2-1),4*($W21-1),12,1)) / IF($B21=\"mg/L\",1000,1)","v":53.707000000000001},{"$f":"AVERAGE(OFFSET('1EPond'!$C$10,12*(G2-1),4*($W21-1),12,1)) / IF($B21=\"mg/L\",1000,1)","v":23.775000000000002},{"$f":"AVERAGE(OFFSET('1EPond'!$D$10,12*(G2-1),4*($W21-1),12,1)) / IF($B21=\"mg/L\",1000,1)","v":39.189000000000007},{"$f":"AVERAGE(OFFSET('1EPond'!$E$10,12*(G2-1),4*($W21-1),12,1)) / IF($B21=\"mg/L\",1000,1)","v":53.707000000000001},{"$f":"AVERAGE(OFFSET('1EPond'!$C$10,12*(J2-1),4*($W21-1),12,1)) / IF($B21=\"mg/L\",1000,1)","v":23.775000000000002},{"$f":"AVERAGE(OFFSET('1EPond'!$D$10,12*(J2-1),4*($W21-1),12,1)) / IF($B21=\"mg/L\",1000,1)","v":39.189000000000007},{"$f":"AVERAGE(OFFSET('1EPond'!$E$10,12*(J2-1),4*($W21-1),12,1)) / IF($B21=\"mg/L\",1000,1)","v":53.707000000000001},{"$f":"AVERAGE(OFFSET('1EPond'!$C$10,12*(M2-1),4*($W21-1),12,1)) / IF($B21=\"mg/L\",1000,1)","v":23.775000000000002},{"$f":"AVERAGE(OFFSET('1EPond'!$D$10,12*(M2-1),4*($W21-1),12,1)) / IF($B21=\"mg/L\",1000,1)","v":39.189000000000007},{"$f":"AVERAGE(OFFSET('1EPond'!$E$10,12*(M2-1),4*($W21-1),12,1)) / IF($B21=\"mg/L\",1000,1)","v":53.707000000000001},{"$f":"AVERAGE(OFFSET('1EPond'!$C$10,12*(P2-1),4*($W21-1),12,1)) / IF($B21=\"mg/L\",1000,1)","v":23.775000000000002},{"$f":"AVERAGE(OFFSET('1EPond'!$D$10,12*(P2-1),4*($W21-1),12,1)) / IF($B21=\"mg/L\",1000,1)","v":39.189000000000007},{"$f":"AVERAGE(OFFSET('1EPond'!$E$10,12*(P2-1),4*($W21-1),12,1)) / IF($B21=\"mg/L\",1000,1)","v":53.707000000000001},{"$f":"AVERAGE(OFFSET('1EPond'!$C$10,12*(S2-1),4*($W21-1),12,1)) / IF($B21=\"mg/L\",1000,1)","v":23.775000000000002},{"$f":"AVERAGE(OFFSET('1EPond'!$D$10,12*(S2-1),4*($W21-1),12,1)) / IF($B21=\"mg/L\",1000,1)","v":39.189000000000007},{"$f":"AVERAGE(OFFSET('1EPond'!$E$10,12*(S2-1),4*($W21-1),12,1)) / IF($B21=\"mg/L\",1000,1)","v":53.707000000000001},null,15]
["K (Potassium)","mg/L",null,{"$f":"AVERAGE(OFFSET('2EPond'!$C$10,12*(D2-1),4*($W22-1),12,1)) / IF($B22=\"mg/L\",1000,1)","v":13.841666666666667},{"$f":"AVERAGE(OFFSET('2EPond'!$D$10,12*(D2-1),4*($W22-1),12,1)) / IF($B22=\"mg/L\",1000,1)","v":15.107749999999999},{"$f":"AVERAGE(OFFSET('2EPond'!$E$10,12*(D2-1),4*($W22-1),12,1)) / IF($B22=\"mg/L\",1000,1)","v":16.428750000000001},{"$f":"AVERAGE(OFFSET('1EPond'!$C$10,12*(G2-1),4*($W22-1),12,1)) / IF($B22=\"mg/L\",1000,1)","v":38.577833333333338},{"$f":"AVERAGE(OFFSET('1EPond'!$D$10,12*(G2-1),4*($W22-1),12,1)) / IF($B22=\"mg/L\",1000,1)","v":41.640833333333333},{"$f":"AVERAGE(OFFSET('1EPond'!$E$10,12*(G2-1),4*($W22-1),12,1)) / IF($B22=\"mg/L\",1000,1)","v":44.432416666666661},{"$f":"AVERAGE(OFFSET('1EPond'!$C$10,12*(J2-1),4*($W22-1),12,1)) / IF($B22=\"mg/L\",1000,1)","v":20.468499999999999},{"$f":"AVERAGE(OFFSET('1EPond'!$D$10,12*(J2-1),4*($W22-1),12,1)) / IF($B22=\"mg/L\",1000,1)","v":25.031833333333331},{"$f":"AVERAGE(OFFSET('1EPond'!$E$10,12*(J2-1),4*($W22-1),12,1)) / IF($B22=\"mg/L\",1000,1)","v":30.18},{"$f":"AVERAGE(OFFSET('1EPond'!$C$10,12*(M2-1),4*($W22-1),12,1)) / IF($B22=\"mg/L\",1000,1)","v":8.4049083333333314},{"$f":"AVERAGE(OFFSET('1EPond'!$D$10,12*(M2-1),4*($W22-1),12,1)) / IF($B22=\"mg/L\",1000,1)","v":9.2810416666666669},{"$f":"AVERAGE(OFFSET('1EPond'!$E$10,12*(M2-1),4*($W22-1),12,1)) / IF($B22=\"mg/L\",1000,1)","v":10.354133333333332},{"$f":"AVERAGE(OFFSET('1EPond'!$C$10,12*(P2-1),4*($W22-1),12,1)) / IF($B22=\"mg/L\",1000,1)","v":1.6528166666666666},{"$f":"AVERAGE(OFFSET('1EPond'!$D$10,12*(P2-1),4*($W22-1),12,1)) / IF($B22=\"mg/L\",1000,1)","v":2.8407000000000004},{"$f":"AVERAGE(OFFSET('1EPond'!$E$10,12*(P2-1),4*($W22-1),12,1)) / IF($B22=\"mg/L\",1000,1)","v":3.6259750000000004},{"$f":"AVERAGE(OFFSET('1EPond'!$C$10,12*(S2-1),4*($W22-1),12,1)) / IF($B22=\"mg/L\",1000,1)","v":3.1528666666666667},{"$f":"AVERAGE(OFFSET('1EPond'!$D$10,12*(S2-1),4*($W22-1),12,1)) / IF($B22=\"mg/L\",1000,1)","v":3.5484250000000008},{"$f":"AVERAGE(OFFSET('1EPond'!$E$10,12*(S2-1),4*($W22-1),12,1)) / IF($B22=\"mg/L\",1000,1)","v":3.9798499999999999},null,16]
["Mg (Magnesium)","mg/L",null,{"$f":"AVERAGE(OFFSET('2EPond'!$C$10,12*(D2-1),4*($W23-1),12,1)) / IF($B23=\"mg/L\",1000,1)","v":50.671250000000001},{"$f":"AVERAGE(OFFSET('2EPond'!$D$10,12*(D2-1),4*($W23-1),12,1)) / IF($B23=\"mg/L\",1000,1)","v":53.238250000000001},{"$f":"AVERAGE(OFFSET('2EPond'!$E$10,12*(D2-1),4*($W23-1),12,1)) / IF($B23=\"mg/L\",1000,1)","v":55.514583333333334},{"$f":"AVERAGE(OFFSET('1EPond'!$C$10,12*(G2-1),4*($W23-1),12,1)) / IF($B23=\"mg/L\",1000,1)","v":47.634333333333338},{"$f":"AVERAGE(OFFSET('1EPond'!$D$10,12*(G2-1),4*($W23-1),12,1)) / IF($B23=\"mg/L\",1000,1)","v":56.506166666666665},{"$f":"AVERAGE(OFFSET('1EPond'!$E$10,12*(G2-1),4*($W23-1),12,1)) / IF($B23=\"mg/L\",1000,1)","v":63.400666666666666},{"$f":"AVERAGE(OFFSET('1EPond'!$C$10,12*(J2-1),4*($W23-1),12,1)) / IF($B23=\"mg/L\",1000,1)","v":62.225916666666663},{"$f":"AVERAGE(OFFSET('1EPond'!$D$10,12*(J2-1),4*($W23-1),12,1)) / IF($B23=\"mg/L\",1000,1)","v":69.167500000000004},{"$f":"AVERAGE(OFFSET('1EPond'!$E$10,12*(J2-1),4*($W23-1),12,1)) / IF($B23=\"mg/L\",1000,1)","v":76.704999999999998},{"$f":"AVERAGE(OFFSET('1EPond'!$C$10,12*(M2-1),4*($W23-1),12,1)) / IF($B23=\"mg/L\",1000,1)","v":15.551916666666665},{"$f":"AVERAGE(OFFSET('1EPond'!$D$10,12*(M2-1),4*($W23-1),12,1)) / IF($B23=\"mg/L\",1000,1)","v":17.593499999999999},{"$f":"AVERAGE(OFFSET('1EPond'!$E$10,12*(M2-1),4*($W23-1),12,1)) / IF($B23=\"mg/L\",1000,1)","v":19.953333333333333},{"$f":"AVERAGE(OFFSET('1EPond'!$C$10,12*(P2-1),4*($W23-1),12,1)) / IF($B23=\"mg/L\",1000,1)","v":3.076683333333333},{"$f":"AVERAGE(OFFSET('1EPond'!$D$10,12*(P2-1),4*($W23-1),12,1)) / IF($B23=\"mg/L\",1000,1)","v":3.8821666666666665},{"$f":"AVERAGE(OFFSET('1EPond'!$E$10,12*(P2-1),4*($W23-1),12,1)) / IF($B23=\"mg/L\",1000,1)","v":5.3251833333333334},{"$f":"AVERAGE(OFFSET('1EPond'!$C$10,12*(S2-1),4*($W23-1),12,1)) / IF($B23=\"mg/L\",1000,1)","v":3.5829750000000002},{"$f":"AVERAGE(OFFSET('1EPond'!$D$10,12*(S2-1),4*($W23-1),12,1)) / IF($B23=\"mg/L\",1000,1)","v":4.3504333333333332},{"$f":"AVERAGE(OFFSET('1EPond'!$E$10,12*(S2-1),4*($W23-1),12,1)) / IF($B23=\"mg/L\",1000,1)","v":5.565383333333334},null,17]
["Mn (Manganese)","μg/L",null,{"$f":"AVERAGE(OFFSET('2EPond'!$C$10,12*(D2-1),4*($W24-1),12,1)) / IF($B24=\"mg/L\",1000,1)","v":145.20000000000002},{"$f":"AVERAGE(OFFSET('2EPond'!$D$10,12*(D2-1),4*($W24-1),12,1)) / IF($B24=\"mg/L\",1000,1)","v":212.71},{"$f":"AVERAGE(OFFSET('2EPond'!$E$10,12*(D2-1),4*($W24-1),12,1)) / IF($B24=\"mg/L\",1000,1)","v":274.82166666666672},{"$f":"AVERAGE(OFFSET('1EPond'!$C$10,12*(G2-1),4*($W24-1),12,1)) / IF($B24=\"mg/L\",1000,1)","v":145.20000000000002},{"$f":"AVERAGE(OFFSET('1EPond'!$D$10,12*(G2-1),4*($W24-1),12,1)) / IF($B24=\"mg/L\",1000,1)","v":212.71},{"$f":"AVERAGE(OFFSET('1EPond'!$E$10,12*(G2-1),4*($W24-1),12,1)) / IF($B24=\"mg/L\",1000,1)","v":274.88000000000005},{"$f":"AVERAGE(OFFSET('1EPond'!$C$10,12*(J2-1),4*($W24-1),12,1)) / IF($B24=\"mg/L\",1000,1)","v":145.20000000000002},{"$f":"AVERAGE(OFFSET('1EPond'!$D$10,12*(J2-1),4*($W24-1),12,1)) / IF($B24=\"mg/L\",1000,1)","v":212.71},{"$f":"AVERAGE(OFFSET('1EPond'!$E$10,12*(J2-1),4*($W24-1),12,1)) / IF($B24=\"mg/L\",1000,1)","v":274.88000000000005},{"$f":"AVERAGE(OFFSET('1EPond'!$C$10,12*(M2-1),4*($W24-1),12,1)) / IF($B24=\"mg/L\",1000,1)","v":145.20000000000002},{"$f":"AVERAGE(OFFSET('1EPond'!$D$10,12*(M2-1),4*($W24-1),12,1)) / IF($B24=\"mg/L\",1000,1)","v":212.71},{"$f":"AVERAGE(OFFSET('1EPond'!$E$10,12*(M2-1),4*($W24-1),12,1)) / IF($B24=\"mg/L\",1000,1)","v":274.88000000000005},{"$f":"AVERAGE(OFFSET('1EPond'!$C$10,12*(P2-1),4*($W24-1),12,1)) / IF($B24=\"mg/L\",1000,1)","v":45.51808333333333},{"$f":"AVERAGE(OFFSET('1EPond'!$D$10,12*(P2-1),4*($W24-1),12,1)) / IF($B24=\"mg/L\",1000,1)","v":59.59108333333333},{"$f":"AVERAGE(OFFSET('1EPond'!$E$10,12*(P2-1),4*($W24-1),12,1)) / IF($B24=\"mg/L\",1000,1)","v":85.667083333333323},{"$f":"AVERAGE(OFFSET('1EPond'!$C$10,12*(S2-1),4*($W24-1),12,1)) / IF($B24=\"mg/L\",1000,1)","v":49.880166666666668},{"$f":"AVERAGE(OFFSET('1EPond'!$D$10,12*(S2-1),4*($W24-1),12,1)) / IF($B24=\"mg/L\",1000,1)","v":65.796333333333322},{"$f":"AVERAGE(OFFSET('1EPond'!$E$10,12*(S2-1),4*($W24-1),12,1)) / IF($B24=\"mg/L\",1000,1)","v":90.181583333333336},null,18]
["Na (Sodium)","mg/L",null,{"$f":"AVERAGE(OFFSET('2EPond'!$C$10,12*(D2-1),4*($W25-1),12,1)) / IF($B25=\"mg/L\",1000,1)","v":68.038083333333333},{"$f":"AVERAGE(OFFSET('2EPond'!$D$10,12*(D2-1),4*($W25-1),12,1)) / IF($B25=\"mg/L\",1000,1)","v":74.58508333333333},{"$f":"AVERAGE(OFFSET('2EPond'!$E$10,12*(D2-1),4*($W25-1),12,1)) / IF($B25=\"mg/L\",1000,1)","v":81.619083333333322},{"$f":"AVERAGE(OFFSET('1EPond'!$C$10,12*(G2-1),4*($W25-1),12,1)) / IF($B25=\"mg/L\",1000,1)","v":117.92749999999999},{"$f":"AVERAGE(OFFSET('1EPond'!$D$10,12*(G2-1),4*($W25-1),12,1)) / IF($B25=\"mg/L\",1000,1)","v":128.60583333333332},{"$f":"AVERAGE(OFFSET('1EPond'!$E$10,12*(G2-1),4*($W25-1),12,1)) / IF($B25=\"mg/L\",1000,1)","v":140.49333333333334},{"$f":"AVERAGE(OFFSET('1EPond'!$C$10,12*(J2-1),4*($W25-1),12,1)) / IF($B25=\"mg/L\",1000,1)","v":65.333416666666665},{"$f":"AVERAGE(OFFSET('1EPond'!$D$10,12*(J2-1),4*($W25-1),12,1)) / IF($B25=\"mg/L\",1000,1)","v":78.749250000000004},{"$f":"AVERAGE(OFFSET('1EPond'!$E$10,12*(J2-1),4*($W25-1),12,1)) / IF($B25=\"mg/L\",1000,1)","v":92.914416666666668},{"$f":"AVERAGE(OFFSET('1EPond'!$C$10,12*(M2-1),4*($W25-1),12,1)) / IF($B25=\"mg/L\",1000,1)","v":14.643833333333333},{"$f":"AVERAGE(OFFSET('1EPond'!$D$10,12*(M2-1),4*($W25-1),12,1)) / IF($B25=\"mg/L\",1000,1)","v":16.681583333333332},{"$f":"AVERAGE(OFFSET('1EPond'!$E$10,12*(M2-1),4*($W25-1),12,1)) / IF($B25=\"mg/L\",1000,1)","v":18.999333333333333},{"$f":"AVERAGE(OFFSET('1EPond'!$C$10,12*(P2-1),4*($W25-1),12,1)) / IF($B25=\"mg/L\",1000,1)","v":1.5881749999999999},{"$f":"AVERAGE(OFFSET('1EPond'!$D$10,12*(P2-1),4*($W25-1),12,1)) / IF($B25=\"mg/L\",1000,1)","v":1.8026249999999999},{"$f":"AVERAGE(OFFSET('1EPond'!$E$10,12*(P2-1),4*($W25-1),12,1)) / IF($B25=\"mg/L\",1000,1)","v":2.3080583333333333},{"$f":"AVERAGE(OFFSET('1EPond'!$C$10,12*(S2-1),4*($W25-1),12,1)) / IF($B25=\"mg/L\",1000,1)","v":1.4611833333333335},{"$f":"AVERAGE(OFFSET('1EPond'!$D$10,12*(S2-1),4*($W25-1),12,1)) / IF($B25=\"mg/L\",1000,1)","v":1.7422083333333338},{"$f":"AVERAGE(OFFSET('1EPond'!$E$10,12*(S2-1),4*($W25-1),12,1)) / IF($B25=\"mg/L\",1000,1)","v":2.1939499999999996},null,19]
["Ni (Nickel)","μg/L",null,{"$f":"AVERAGE(OFFSET('2EPond'!$C$10,12*(D2-1),4*($W26-1),12,1)) / IF($B26=\"mg/L\",1000,1)","v":76.80158333333334},{"$f":"AVERAGE(OFFSET('2EPond'!$D$10,12*(D2-1),4*($W26-1),12,1)) / IF($B26=\"mg/L\",1000,1)","v":163.37333333333333},{"$f":"AVERAGE(OFFSET('2EPond'!$E$10,12*(D2-1),4*($W26-1),12,1)) / IF($B26=\"mg/L\",1000,1)","v":307.22750000000002},{"$f":"AVERAGE(OFFSET('1EPond'!$C$10,12*(G2-1),4*($W26-1),12,1)) / IF($B26=\"mg/L\",1000,1)","v":109.24083333333333},{"$f":"AVERAGE(OFFSET('1EPond'!$D$10,12*(G2-1),4*($W26-1),12,1)) / IF($B26=\"mg/L\",1000,1)","v":210.20583333333332},{"$f":"AVERAGE(OFFSET('1EPond'!$E$10,12*(G2-1),4*($W26-1),12,1)) / IF($B26=\"mg/L\",1000,1)","v":349.93666666666667},{"$f":"AVERAGE(OFFSET('1EPond'!$C$10,12*(J2-1),4*($W26-1),12,1)) / IF($B26=\"mg/L\",1000,1)","v":117.29},{"$f":"AVERAGE(OFFSET('1EPond'!$D$10,12*(J2-1),4*($W26-1),12,1)) / IF($B26=\"mg/L\",1000,1)","v":238.98749999999998},{"$f":"AVERAGE(OFFSET('1EPond'!$E$10,12*(J2-1),4*($W26-1),12,1)) / IF($B26=\"mg/L\",1000,1)","v":397.7},{"$f":"AVERAGE(OFFSET('1EPond'!$C$10,12*(M2-1),4*($W26-1),12,1)) / IF($B26=\"mg/L\",1000,1)","v":50.554333333333325},{"$f":"AVERAGE(OFFSET('1EPond'!$D$10,12*(M2-1),4*($W26-1),12,1)) / IF($B26=\"mg/L\",1000,1)","v":81.332583333333332},{"$f":"AVERAGE(OFFSET('1EPond'!$E$10,12*(M2-1),4*($W26-1),12,1)) / IF($B26=\"mg/L\",1000,1)","v":126.61333333333333},{"$f":"AVERAGE(OFFSET('1EPond'!$C$10,12*(P2-1),4*($W26-1),12,1)) / IF($B26=\"mg/L\",1000,1)","v":8.7966499999999996},{"$f":"AVERAGE(OFFSET('1EPond'!$D$10,12*(P2-1),4*($W26-1),12,1)) / IF($B26=\"mg/L\",1000,1)","v":15.36725},{"$f":"AVERAGE(OFFSET('1EPond'!$E$10,12*(P2-1),4*($W26-1),12,1)) / IF($B26=\"mg/L\",1000,1)","v":28.877166666666664},{"$f":"AVERAGE(OFFSET('1EPond'!$C$10,12*(S2-1),4*($W26-1),12,1)) / IF($B26=\"mg/L\",1000,1)","v":3.429791666666667},{"$f":"AVERAGE(OFFSET('1EPond'!$D$10,12*(S2-1),4*($W26-1),12,1)) / IF($B26=\"mg/L\",1000,1)","v":5.0008499999999998},{"$f":"AVERAGE(OFFSET('1EPond'!$E$10,12*(S2-1),4*($W26-1),12,1)) / IF($B26=\"mg/L\",1000,1)","v":7.4475416666666669},null,20]
["Pb (Lead)","μg/L",null,{"$f":"AVERAGE(OFFSET('2EPond'!$C$10,12*(D2-1),4*($W27-1),12,1)) / IF($B27=\"mg/L\",1000,1)","v":3.9257333333333335},{"$f":"AVERAGE(OFFSET('2EPond'!$D$10,12*(D2-1),4*($W27-1),12,1)) / IF($B27=\"mg/L\",1000,1)","v":4.6351499999999994},{"$f":"AVERAGE(OFFSET('2EPond'!$E$10,12*(D2-1),4*($W27-1),12,1)) / IF($B27=\"mg/L\",1000,1)","v":5.8532000000000011},{"$f":"AVERAGE(OFFSET('1EPond'!$C$10,12*(G2-1),4*($W27-1),12,1)) / IF($B27=\"mg/L\",1000,1)","v":10.865416666666668},{"$f":"AVERAGE(OFFSET('1EPond'!$D$10,12*(G2-1),4*($W27-1),12,1)) / IF($B27=\"mg/L\",1000,1)","v":12.014333333333331},{"$f":"AVERAGE(OFFSET('1EPond'!$E$10,12*(G2-1),4*($W27-1),12,1)) / IF($B27=\"mg/L\",1000,1)","v":13.542416666666668},{"$f":"AVERAGE(OFFSET('1EPond'!$C$10,12*(J2-1),4*($W27-1),12,1)) / IF($B27=\"mg/L\",1000,1)","v":9.7621166666666657},{"$f":"AVERAGE(OFFSET('1EPond'!$D$10,12*(J2-1),4*($W27-1),12,1)) / IF($B27=\"mg/L\",1000,1)","v":11.840666666666666},{"$f":"AVERAGE(OFFSET('1EPond'!$E$10,12*(J2-1),4*($W27-1),12,1)) / IF($B27=\"mg/L\",1000,1)","v":14.506333333333332},{"$f":"AVERAGE(OFFSET('1EPond'!$C$10,12*(M2-1),4*($W27-1),12,1)) / IF($B27=\"mg/L\",1000,1)","v":8.0928666666666658},{"$f":"AVERAGE(OFFSET('1EPond'!$D$10,12*(M2-1),4*($W27-1),12,1)) / IF($B27=\"mg/L\",1000,1)","v":9.4732416666666648},{"$f":"AVERAGE(OFFSET('1EPond'!$E$10,12*(M2-1),4*($W27-1),12,1)) / IF($B27=\"mg/L\",1000,1)","v":11.249249999999998},{"$f":"AVERAGE(OFFSET('1EPond'!$C$10,12*(P2-1),4*($W27-1),12,1)) / IF($B27=\"mg/L\",1000,1)","v":0.8233558333333334},{"$f":"AVERAGE(OFFSET('1EPond'!$D$10,12*(P2-1),4*($W27-1),12,1)) / IF($B27=\"mg/L\",1000,1)","v":1.1087666666666667},{"$f":"AVERAGE(OFFSET('1EPond'!$E$10,12*(P2-1),4*($W27-1),12,1)) / IF($B27=\"mg/L\",1000,1)","v":1.8046833333333334},{"$f":"AVERAGE(OFFSET('1EPond'!$C$10,12*(S2-1),4*($W27-1),12,1)) / IF($B27=\"mg/L\",1000,1)","v":0.25090416666666671},{"$f":"AVERAGE(OFFSET('1EPond'!$D$10,12*(S2-1),4*($W27-1),12,1)) / IF($B27=\"mg/L\",1000,1)","v":0.35219416666666664},{"$f":"AVERAGE(OFFSET('1EPond'!$E$10,12*(S2-1),4*($W27-1),12,1)) / IF($B27=\"mg/L\",1000,1)","v":0.50111916666666667},null,21]
["Sb (Antimony)","μg/L",null,{"$f":"AVERAGE(OFFSET('2EPond'!$C$10,12*(D2-1),4*($W28-1),12,1)) / IF($B28=\"mg/L\",1000,1)","v":7.5060666666666664},{"$f":"AVERAGE(OFFSET('2EPond'!$D$10,12*(D2-1),4*($W28-1),12,1)) / IF($B28=\"mg/L\",1000,1)","v":8.3151250000000001},{"$f":"AVERAGE(OFFSET('2EPond'!$E$10,12*(D2-1),4*($W28-1),12,1)) / IF($B28=\"mg/L\",1000,1)","v":9.1610333333333323},{"$f":"AVERAGE(OFFSET('1EPond'!$C$10,12*(G2-1),4*($W28-1),12,1)) / IF($B28=\"mg/L\",1000,1)","v":14.101000000000001},{"$f":"AVERAGE(OFFSET('1EPond'!$D$10,12*(G2-1),4*($W28-1),12,1)) / IF($B28=\"mg/L\",1000,1)","v":15.846416666666665},{"$f":"AVERAGE(OFFSET('1EPond'!$E$10,12*(G2-1),4*($W28-1),12,1)) / IF($B28=\"mg/L\",1000,1)","v":17.34975},{"$f":"AVERAGE(OFFSET('1EPond'!$C$10,12*(J2-1),4*($W28-1),12,1)) / IF($B28=\"mg/L\",1000,1)","v":6.2021666666666659},{"$f":"AVERAGE(OFFSET('1EPond'!$D$10,12*(J2-1),4*($W28-1),12,1)) / IF($B28=\"mg/L\",1000,1)","v":7.3005166666666694},{"$f":"AVERAGE(OFFSET('1EPond'!$E$10,12*(J2-1),4*($W28-1),12,1)) / IF($B28=\"mg/L\",1000,1)","v":8.3637999999999995},{"$f":"AVERAGE(OFFSET('1EPond'!$C$10,12*(M2-1),4*($W28-1),12,1)) / IF($B28=\"mg/L\",1000,1)","v":5.8003249999999982},{"$f":"AVERAGE(OFFSET('1EPond'!$D$10,12*(M2-1),4*($W28-1),12,1)) / IF($B28=\"mg/L\",1000,1)","v":6.6733916666666673},{"$f":"AVERAGE(OFFSET('1EPond'!$E$10,12*(M2-1),4*($W28-1),12,1)) / IF($B28=\"mg/L\",1000,1)","v":7.5940500000000002},{"$f":"AVERAGE(OFFSET('1EPond'!$C$10,12*(P2-1),4*($W28-1),12,1)) / IF($B28=\"mg/L\",1000,1)","v":3.372325},{"$f":"AVERAGE(OFFSET('1EPond'!$D$10,12*(P2-1),4*($W28-1),12,1)) / IF($B28=\"mg/L\",1000,1)","v":3.8946916666666671},{"$f":"AVERAGE(OFFSET('1EPond'!$E$10,12*(P2-1),4*($W28-1),12,1)) / IF($B28=\"mg/L\",1000,1)","v":4.4294750000000001},{"$f":"AVERAGE(OFFSET('1EPond'!$C$10,12*(S2-1),4*($W28-1),12,1)) / IF($B28=\"mg/L\",1000,1)","v":3.6284166666666664},{"$f":"AVERAGE(OFFSET('1EPond'!$D$10,12*(S2-1),4*($W28-1),12,1)) / IF($B28=\"mg/L\",1000,1)","v":4.1105666666666663},{"$f":"AVERAGE(OFFSET('1EPond'!$E$10,12*(S2-1),4*($W28-1),12,1)) / IF($B28=\"mg/L\",1000,1)","v":4.6342749999999997},null,22]
["Se (Selenium)","μg/L",null,{"$f":"AVERAGE(OFFSET('2EPond'!$C$10,12*(D2-1),4*($W29-1),12,1)) / IF($B29=\"mg/L\",1000,1)","v":1.5187999999999999},{"$f":"AVERAGE(OFFSET('2EPond'!$D$10,12*(D2-1),4*($W29-1),12,1)) / IF($B29=\"mg/L\",1000,1)","v":1.6589750000000001},{"$f":"AVERAGE(OFFSET('2EPond'!$E$10,12*(D2-1),4*($W29-1),12,1)) / IF($B29=\"mg/L\",1000,1)","v":1.8280333333333332},{"$f":"AVERAGE(OFFSET('1EPond'!$C$10,12*(G2-1),4*($W29-1),12,1)) / IF($B29=\"mg/L\",1000,1)","v":2.5924916666666671},{"$f":"AVERAGE(OFFSET('1EPond'!$D$10,12*(G2-1),4*($W29-1),12,1)) / IF($B29=\"mg/L\",1000,1)","v":2.821475},{"$f":"AVERAGE(OFFSET('1EPond'!$E$10,12*(G2-1),4*($W29-1),12,1)) / IF($B29=\"mg/L\",1000,1)","v":3.0795833333333333},{"$f":"AVERAGE(OFFSET('1EPond'!$C$10,12*(J2-1),4*($W29-1),12,1)) / IF($B29=\"mg/L\",1000,1)","v":1.5283833333333332},{"$f":"AVERAGE(OFFSET('1EPond'!$D$10,12*(J2-1),4*($W29-1),12,1)) / IF($B29=\"mg/L\",1000,1)","v":1.7562166666666668},{"$f":"AVERAGE(OFFSET('1EPond'!$E$10,12*(J2-1),4*($W29-1),12,1)) / IF($B29=\"mg/L\",1000,1)","v":2.0580083333333334},{"$f":"AVERAGE(OFFSET('1EPond'!$C$10,12*(M2-1),4*($W29-1),12,1)) / IF($B29=\"mg/L\",1000,1)","v":1.2128333333333334},{"$f":"AVERAGE(OFFSET('1EPond'!$D$10,12*(M2-1),4*($W29-1),12,1)) / IF($B29=\"mg/L\",1000,1)","v":1.4930333333333337},{"$f":"AVERAGE(OFFSET('1EPond'!$E$10,12*(M2-1),4*($W29-1),12,1)) / IF($B29=\"mg/L\",1000,1)","v":1.8490916666666666},{"$f":"AVERAGE(OFFSET('1EPond'!$C$10,12*(P2-1),4*($W29-1),12,1)) / IF($B29=\"mg/L\",1000,1)","v":0.3052791666666666},{"$f":"AVERAGE(OFFSET('1EPond'!$D$10,12*(P2-1),4*($W29-1),12,1)) / IF($B29=\"mg/L\",1000,1)","v":0.39236833333333337},{"$f":"AVERAGE(OFFSET('1EPond'!$E$10,12*(P2-1),4*($W29-1),12,1)) / IF($B29=\"mg/L\",1000,1)","v":0.55904083333333332},{"$f":"AVERAGE(OFFSET('1EPond'!$C$10,12*(S2-1),4*($W29-1),12,1)) / IF($B29=\"mg/L\",1000,1)","v":0.25008250000000004},{"$f":"AVERAGE(OFFSET('1EPond'!$D$10,12*(S2-1),4*($W29-1),12,1)) / IF($B29=\"mg/L\",1000,1)","v":0.29684833333333333},{"$f":"AVERAGE(OFFSET('1EPond'!$E$10,12*(S2-1),4*($W29-1),12,1)) / IF($B29=\"mg/L\",1000,1)","v":0.36990666666666666},null,23]
["SO4 (Sulfate)","mg/L",null,{"$f":"AVERAGE(OFFSET('2EPond'!$C$10,12*(D2-1),4*($W30-1),12,1)) / IF($B30=\"mg/L\",1000,1)","v":188.30166666666665},{"$f":"AVERAGE(OFFSET('2EPond'!$D$10,12*(D2-1),4*($W30-1),12,1)) / IF($B30=\"mg/L\",1000,1)","v":199.74833333333333},{"$f":"AVERAGE(OFFSET('2EPond'!$E$10,12*(D2-1),4*($W30-1),12,1)) / IF($B30=\"mg/L\",1000,1)","v":210.20083333333335},{"$f":"AVERAGE(OFFSET('1EPond'!$C$10,12*(G2-1),4*($W30-1),12,1)) / IF($B30=\"mg/L\",1000,1)","v":249.17416666666665},{"$f":"AVERAGE(OFFSET('1EPond'!$D$10,12*(G2-1),4*($W30-1),12,1)) / IF($B30=\"mg/L\",1000,1)","v":264.48583333333329},{"$f":"AVERAGE(OFFSET('1EPond'!$E$10,12*(G2-1),4*($W30-1),12,1)) / IF($B30=\"mg/L\",1000,1)","v":280.17083333333329},{"$f":"AVERAGE(OFFSET('1EPond'!$C$10,12*(J2-1),4*($W30-1),12,1)) / IF($B30=\"mg/L\",1000,1)","v":234.2775},{"$f":"AVERAGE(OFFSET('1EPond'!$D$10,12*(J2-1),4*($W30-1),12,1)) / IF($B30=\"mg/L\",1000,1)","v":255.22166666666666},{"$f":"AVERAGE(OFFSET('1EPond'!$E$10,12*(J2-1),4*($W30-1),12,1)) / IF($B30=\"mg/L\",1000,1)","v":277.34333333333331},{"$f":"AVERAGE(OFFSET('1EPond'!$C$10,12*(M2-1),4*($W30-1),12,1)) / IF($B30=\"mg/L\",1000,1)","v":61.133000000000003},{"$f":"AVERAGE(OFFSET('1EPond'!$D$10,12*(M2-1),4*($W30-1),12,1)) / IF($B30=\"mg/L\",1000,1)","v":68.341916666666677},{"$f":"AVERAGE(OFFSET('1EPond'!$E$10,12*(M2-1),4*($W30-1),12,1)) / IF($B30=\"mg/L\",1000,1)","v":76.891750000000002},{"$f":"AVERAGE(OFFSET('1EPond'!$C$10,12*(P2-1),4*($W30-1),12,1)) / IF($B30=\"mg/L\",1000,1)","v":12.092750000000001},{"$f":"AVERAGE(OFFSET('1EPond'!$D$10,12*(P2-1),4*($W30-1),12,1)) / IF($B30=\"mg/L\",1000,1)","v":16.622583333333331},{"$f":"AVERAGE(OFFSET('1EPond'!$E$10,12*(P2-1),4*($W30-1),12,1)) / IF($B30=\"mg/L\",1000,1)","v":21.4635},{"$f":"AVERAGE(OFFSET('1EPond'!$C$10,12*(S2-1),4*($W30-1),12,1)) / IF($B30=\"mg/L\",1000,1)","v":17.315583333333333},{"$f":"AVERAGE(OFFSET('1EPond'!$D$10,12*(S2-1),4*($W30-1),12,1)) / IF($B30=\"mg/L\",1000,1)","v":20.128583333333331},{"$f":"AVERAGE(OFFSET('1EPond'!$E$10,12*(S2-1),4*($W30-1),12,1)) / IF($B30=\"mg/L\",1000,1)","v":23.731249999999999},null,24]
["Tl (Thallium)","μg/L",null,{"$f":"AVERAGE(OFFSET('2EPond'!$C$10,12*(D2-1),4*($W31-1),12,1)) / IF($B31=\"mg/L\",1000,1)","v":8.559375000000001E-2},{"$f":"AVERAGE(OFFSET('2EPond'!$D$10,12*(D2-1),4*($W31-1),12,1)) / IF($B31=\"mg/L\",1000,1)","v":9.3527750000000007E-2},{"$f":"AVERAGE(OFFSET('2EPond'!$E$10,12*(D2-1),4*($W31-1),12,1)) / IF($B31=\"mg/L\",1000,1)","v":0.10351308333333333},{"$f":"AVERAGE(OFFSET('1EPond'!$C$10,12*(G2-1),4*($W31-1),12,1)) / IF($B31=\"mg/L\",1000,1)","v":0.16294833333333333},{"$f":"AVERAGE(OFFSET('1EPond'!$D$10,12*(G2-1),4*($W31-1),12,1)) / IF($B31=\"mg/L\",1000,1)","v":0.17550333333333334},{"$f":"AVERAGE(OFFSET('1EPond'!$E$10,12*(G2-1),4*($W31-1),12,1)) / IF($B31=\"mg/L\",1000,1)","v":0.18939249999999999},{"$f":"AVERAGE(OFFSET('1EPond'!$C$10,12*(J2-1),4*($W31-1),12,1)) / IF($B31=\"mg/L\",1000,1)","v":9.2793083333333318E-2},{"$f":"AVERAGE(OFFSET('1EPond'!$D$10,12*(J2-1),4*($W31-1),12,1)) / IF($B31=\"mg/L\",1000,1)","v":0.10550916666666665},{"$f":"AVERAGE(OFFSET('1EPond'!$E$10,12*(J2-1),4*($W31-1),12,1)) / IF($B31=\"mg/L\",1000,1)","v":0.12329666666666668},{"$f":"AVERAGE(OFFSET('1EPond'!$C$10,12*(M2-1),4*($W31-1),12,1)) / IF($B31=\"mg/L\",1000,1)","v":7.4988583333333331E-2},{"$f":"AVERAGE(OFFSET('1EPond'!$D$10,12*(M2-1),4*($W31-1),12,1)) / IF($B31=\"mg/L\",1000,1)","v":8.4514916666666662E-2},{"$f":"AVERAGE(OFFSET('1EPond'!$E$10,12*(M2-1),4*($W31-1),12,1)) / IF($B31=\"mg/L\",1000,1)","v":9.8020666666666659E-2},{"$f":"AVERAGE(OFFSET('1EPond'!$C$10,12*(P2-1),4*($W31-1),12,1)) / IF($B31=\"mg/L\",1000,1)","v":2.7870166666666668E-2},{"$f":"AVERAGE(OFFSET('1EPond'!$D$10,12*(P2-1),4*($W31-1),12,1)) / IF($B31=\"mg/L\",1000,1)","v":3.4910999999999991E-2},{"$f":"AVERAGE(OFFSET('1EPond'!$E$10,12*(P2-1),4*($W31-1),12,1)) / IF($B31=\"mg/L\",1000,1)","v":5.1271583333333336E-2},{"$f":"AVERAGE(OFFSET('1EPond'!$C$10,12*(S2-1),4*($W31-1),12,1)) / IF($B31=\"mg/L\",1000,1)","v":2.347458333333333E-2},{"$f":"AVERAGE(OFFSET('1EPond'!$D$10,12*(S2-1),4*($W31-1),12,1)) / IF($B31=\"mg/L\",1000,1)","v":2.8285166666666667E-2},{"$f":"AVERAGE(OFFSET('1EPond'!$E$10,12*(S2-1),4*($W31-1),12,1)) / IF($B31=\"mg/L\",1000,1)","v":3.5668000000000005E-2},null,25]
["V (Vanadium)","μg/L",null,{"$f":"AVERAGE(OFFSET('2EPond'!$C$10,12*(D2-1),4*($W32-1),12,1)) / IF($B32=\"mg/L\",1000,1)","v":3.2410916666666671},{"$f":"AVERAGE(OFFSET('2EPond'!$D$10,12*(D2-1),4*($W32-1),12,1)) / IF($B32=\"mg/L\",1000,1)","v":4.6551999999999998},{"$f":"AVERAGE(OFFSET('2EPond'!$E$10,12*(D2-1),4*($W32-1),12,1)) / IF($B32=\"mg/L\",1000,1)","v":7.3913916666666664},{"$f":"AVERAGE(OFFSET('1EPond'!$C$10,12*(G2-1),4*($W32-1),12,1)) / IF($B32=\"mg/L\",1000,1)","v":6.3890250000000002},{"$f":"AVERAGE(OFFSET('1EPond'!$D$10,12*(G2-1),4*($W32-1),12,1)) / IF($B32=\"mg/L\",1000,1)","v":8.035400000000001},{"$f":"AVERAGE(OFFSET('1EPond'!$E$10,12*(G2-1),4*($W32-1),12,1)) / IF($B32=\"mg/L\",1000,1)","v":10},{"$f":"AVERAGE(OFFSET('1EPond'!$C$10,12*(J2-1),4*($W32-1),12,1)) / IF($B32=\"mg/L\",1000,1)","v":4.379691666666667},{"$f":"AVERAGE(OFFSET('1EPond'!$D$10,12*(J2-1),4*($W32-1),12,1)) / IF($B32=\"mg/L\",1000,1)","v":6.1666750000000006},{"$f":"AVERAGE(OFFSET('1EPond'!$E$10,12*(J2-1),4*($W32-1),12,1)) / IF($B32=\"mg/L\",1000,1)","v":9.5303666666666675},{"$f":"AVERAGE(OFFSET('1EPond'!$C$10,12*(M2-1),4*($W32-1),12,1)) / IF($B32=\"mg/L\",1000,1)","v":2.9640666666666671},{"$f":"AVERAGE(OFFSET('1EPond'!$D$10,12*(M2-1),4*($W32-1),12,1)) / IF($B32=\"mg/L\",1000,1)","v":3.3504666666666663},{"$f":"AVERAGE(OFFSET('1EPond'!$E$10,12*(M2-1),4*($W32-1),12,1)) / IF($B32=\"mg/L\",1000,1)","v":3.7718750000000001},{"$f":"AVERAGE(OFFSET('1EPond'!$C$10,12*(P2-1),4*($W32-1),12,1)) / IF($B32=\"mg/L\",1000,1)","v":0.32124416666666661},{"$f":"AVERAGE(OFFSET('1EPond'!$D$10,12*(P2-1),4*($W32-1),12,1)) / IF($B32=\"mg/L\",1000,1)","v":0.59063833333333327},{"$f":"AVERAGE(OFFSET('1EPond'!$E$10,12*(P2-1),4*($W32-1),12,1)) / IF($B32=\"mg/L\",1000,1)","v":1.1407583333333335},{"$f":"AVERAGE(OFFSET('1EPond'!$C$10,12*(S2-1),4*($W32-1),12,1)) / IF($B32=\"mg/L\",1000,1)","v":0.11014583333333333},{"$f":"AVERAGE(OFFSET('1EPond'!$D$10,12*(S2-1),4*($W32-1),12,1)) / IF($B32=\"mg/L\",1000,1)","v":0.19062333333333334},{"$f":"AVERAGE(OFFSET('1EPond'!$E$10,12*(S2-1),4*($W32-1),12,1)) / IF($B32=\"mg/L\",1000,1)","v":0.31517833333333334},null,26]
["Zn (Zinc)","μg/L",null,{"$f":"AVERAGE(OFFSET('2EPond'!$C$10,12*(D2-1),4*($W33-1),12,1)) / IF($B33=\"mg/L\",1000,1)","v":33.021999999999998},{"$f":"AVERAGE(OFFSET('2EPond'!$D$10,12*(D2-1),4*($W33-1),12,1)) / IF($B33=\"mg/L\",1000,1)","v":68.597999999999985},{"$f":"AVERAGE(OFFSET('2EPond'!$E$10,12*(D2-1),4*($W33-1),12,1)) / IF($B33=\"mg/L\",1000,1)","v":85.150333333333307},{"$f":"AVERAGE(OFFSET('1EPond'!$C$10,12*(G2-1),4*($W33-1),12,1)) / IF($B33=\"mg/L\",1000,1)","v":33.021999999999998},{"$f":"AVERAGE(OFFSET('1EPond'!$D$10,12*(G2-1),4*($W33-1),12,1)) / IF($B33=\"mg/L\",1000,1)","v":68.597999999999985},{"$f":"AVERAGE(OFFSET('1EPond'!$E$10,12*(G2-1),4*($W33-1),12,1)) / IF($B33=\"mg/L\",1000,1)","v":85.22799999999998},{"$f":"AVERAGE(OFFSET('1EPond'!$C$10,12*(J2-1),4*($W33-1),12,1)) / IF($B33=\"mg/L\",1000,1)","v":33.021999999999998},{"$f":"AVERAGE(OFFSET('1EPond'!$D$10,12*(J2-1),4*($W33-1),12,1)) / IF($B33=\"mg/L\",1000,1)","v":57.35891666666668},{"$f":"AVERAGE(OFFSET('1EPond'!$E$10,12*(J2-1),4*($W33-1),12,1)) / IF($B33=\"mg/L\",1000,1)","v":72.089750000000009},{"$f":"AVERAGE(OFFSET('1EPond'!$C$10,12*(M2-1),4*($W33-1),12,1)) / IF($B33=\"mg/L\",1000,1)","v":30.118916666666667},{"$f":"AVERAGE(OFFSET('1EPond'!$D$10,12*(M2-1),4*($W33-1),12,1)) / IF($B33=\"mg/L\",1000,1)","v":40.559416666666671},{"$f":"AVERAGE(OFFSET('1EPond'!$E$10,12*(M2-1),4*($W33-1),12,1)) / IF($B33=\"mg/L\",1000,1)","v":59.215583333333335},{"$f":"AVERAGE(OFFSET('1EPond'!$C$10,12*(P2-1),4*($W33-1),12,1)) / IF($B33=\"mg/L\",1000,1)","v":4.9039583333333328},{"$f":"AVERAGE(OFFSET('1EPond'!$D$10,12*(P2-1),4*($W33-1),12,1)) / IF($B33=\"mg/L\",1000,1)","v":8.1275666666666666},{"$f":"AVERAGE(OFFSET('1EPond'!$E$10,12*(P2-1),4*($W33-1),12,1)) / IF($B33=\"mg/L\",1000,1)","v":15.465249999999999},{"$f":"AVERAGE(OFFSET('1EPond'!$C$10,12*(S2-1),4*($W33-1),12,1)) / IF($B33=\"mg/L\",1000,1)","v":2.6892750000000003},{"$f":"AVERAGE(OFFSET('1EPond'!$D$10,12*(S2-1),4*($W33-1),12,1)) / IF($B33=\"mg/L\",1000,1)","v":3.5480499999999999},{"$f":"AVERAGE(OFFSET('1EPond'!$E$10,12*(S2-1),4*($W33-1),12,1)) / IF($B33=\"mg/L\",1000,1)","v":5.1321833333333329},null,27]
["Hardness","mg/L",{"$error":"#VALUE!"},{"$error":"#VALUE!"},{"$error":"#VALUE!"},{"$error":"#VALUE!"},{"$error":"#VALUE!"},{"$error":"#VALUE!"},{"$error":"#VALUE!"},{"$error":"#VALUE!"},{"$error":"#VALUE!"},{"$error":"#VALUE!"},{"$error":"#VALUE!"},{"$error":"#VALUE!"},{"$error":"#VALUE!"},{"$error":"#VALUE!"},{"$error":"#VALUE!"},{"$error":"#VALUE!"},{"$error":"#VALUE!"},{"$error":"#VALUE!"},{"$error":"#VALUE!"},null,28]
["Notes"]
["1  Values shown are the average of the monthly P10 values for the referenced Mine Year."]
["2  Values shown are the average of the monthly P50 values for the referenced Mine Year."]
["3  Values shown are the average of the monthly P90 values for the referenced Mine Year."]
[]
[]
[]
[]
[]
[]
[]
[null,null,null,null,null,null,null,null,null,null,null,null,null,null,null,null,null,null,null,null,null,null,"Const. Lookup"]
[null,null,null,null,null,null,null,null,null,null,null,null,null,null,null,null,null,null,null,null,null,null,1]
[null,null,null,null,null,null,null,null,null,null,null,null,null,null,null,null,null,null,null,null,null,null,2]
[null,null,null,null,null,null,null,null,null,null,null,null,null,null,null,null,null,null,null,null,null,null,3]
[null,null,null,null,null,null,null,null,null,null,null,null,null,null,null,null,null,null,null,null,null,null,4]
[null,null,null,null,null,null,null,null,null,null,null,null,null,null,null,null,null,null,null,null,null,null,5]
[null,null,null,null,null,null,null,null,null,null,null,null,null,null,null,null,null,null,null,null,null,null,6]
[null,null,null,null,null,null,null,null,null,null,null,null,null,null,null,null,null,null,null,null,null,null,7]
[null,null,null,null,null,null,null,null,null,null,null,null,null,null,null,null,null,null,null,null,null,null,8]
[null,null,null,null,null,null,null,null,null,null,null,null,null,null,null,null,null,null,null,null,null,null,9]
[null,null,null,null,null,null,null,null,null,null,null,null,null,null,null,null,null,null,null,null,null,null,10]
[null,null,null,null,null,null,null,null,null,null,null,null,null,null,null,null,null,null,null,null,null,null,11]
[null,null,null,null,null,null,null,null,null,null,null,null,null,null,null,null,null,null,null,null,null,null,12]
[null,null,null,null,null,null,null,null,null,null,null,null,null,null,null,null,null,null,null,null,null,null,13]
[null,null,null,null,null,null,null,null,null,null,null,null,null,null,null,null,null,null,null,null,null,null,14]
[null,null,null,null,null,null,null,null,null,null,null,null,null,null,null,null,null,null,null,null,null,null,15]
[null,null,null,null,null,null,null,null,null,null,null,null,null,null,null,null,null,null,null,null,null,null,16]
[null,null,null,null,null,null,null,null,null,null,null,null,null,null,null,null,null,null,null,null,null,null,17]
[null,null,null,null,null,null,null,null,null,null,null,null,null,null,null,null,null,null,null,null,null,null,18]
[null,null,null,null,null,null,null,null,null,null,null,null,null,null,null,null,null,null,null,null,null,null,19]
[null,null,null,null,null,null,null,null,null,null,null,null,null,null,null,null,null,null,null,null,null,null,20]
[null,null,null,null,null,null,null,null,null,null,null,null,null,null,null,null,null,null,null,null,null,null,21]
[null,null,null,null,null,null,null,null,null,null,null,null,null,null,null,null,null,null,null,null,null,null,22]
[null,null,null,null,null,null,null,null,null,null,null,null,null,null,null,null,null,null,null,null,null,null,23]
[null,null,null,null,null,null,null,null,null,null,null,null,null,null,null,null,null,null,null,null,null,null,24]
[null,null,null,null,null,null,null,null,null,null,null,null,null,null,null,null,null,null,null,null,null,null,25]
[null,null,null,null,null,null,null,null,null,null,null,null,null,null,null,null,null,null,null,null,null,null,26]
[null,null,null,null,null,null,null,null,null,null,null,null,null,null,null,null,null,null,null,null,null,null,27]
[null,null,null,null,null,null,null,null,null,null,null,null,null,null,null,null,null,null,null,null,null,null,28]
[]
[]
[]
[]
[]
[]
[]
[]
[]
[]
[]
[null,null,null,null,null,null,null,null,null,null,null,null,null,null,null,null,null,null,null,null,null,null,"Const. Lookup"]
[null,null,null,null,null,null,null,null,null,null,null,null,null,null,null,null,null,null,null,null,null,null,1]
[null,null,null,null,null,null,null,null,null,null,null,null,null,null,null,null,null,null,null,null,null,null,2]
[null,null,null,null,null,null,null,null,null,null,null,null,null,null,null,null,null,null,null,null,null,null,3]
[null,null,null,null,null,null,null,null,null,null,null,null,null,null,null,null,null,null,null,null,null,null,4]
[null,null,null,null,null,null,null,null,null,null,null,null,null,null,null,null,null,null,null,null,null,null,5]
[null,null,null,null,null,null,null,null,null,null,null,null,null,null,null,null,null,null,null,null,null,null,6]
[null,null,null,null,null,null,null,null,null,null,null,null,null,null,null,null,null,null,null,null,null,null,7]
[null,null,null,null,null,null,null,null,null,null,null,null,null,null,null,null,null,null,null,null,null,null,8]
[null,null,null,null,null,null,null,null,null,null,null,null,null,null,null,null,null,null,null,null,null,null,9]
[null,null,null,null,null,null,null,null,null,null,null,null,null,null,null,null,null,null,null,null,null,null,10]
[null,null,null,null,null,null,null,null,null,null,null,null,null,null,null,null,null,null,null,null,null,null,11]
[null,null,null,null,null,null,null,null,null,null,null,null,null,null,null,null,null,null,null,null,null,null,12]
[null,null,null,null,null,null,null,null,null,null,null,null,null,null,null,null,null,null,null,null,null,null,13]
[null,null,null,null,null,null,null,null,null,null,null,null,null,null,null,null,null,null,null,null,null,null,14]
[null,null,null,null,null,null,null,null,null,null,null,null,null,null,null,null,null,null,null,null,null,null,15]
[null,null,null,null,null,null,null,null,null,null,null,null,null,null,null,null,null,null,null,null,null,null,16]
[null,null,null,null,null,null,null,null,null,null,null,null,null,null,null,null,null,null,null,null,null,null,17]
[null,null,null,null,null,null,null,null,null,null,null,null,null,null,null,null,null,null,null,null,null,null,18]
[null,null,null,null,null,null,null,null,null,null,null,null,null,null,null,null,null,null,null,null,null,null,19]
[null,null,null,null,null,null,null,null,null,null,null,null,null,null,null,null,null,null,null,null,null,null,20]
[null,null,null,null,null,null,null,null,null,null,null,null,null,null,null,null,null,null,null,null,null,null,21]
[null,null,null,null,null,null,null,null,null,null,null,null,null,null,null,null,null,null,null,null,null,null,22]
[null,null,null,null,null,null,null,null,null,null,null,null,null,null,null,null,null,null,null,null,null,null,23]
[null,null,null,null,null,null,null,null,null,null,null,null,null,null,null,null,null,null,null,null,null,null,24]
[null,null,null,null,null,null,null,null,null,null,null,null,null,null,null,null,null,null,null,null,null,null,25]
[null,null,null,null,null,null,null,null,null,null,null,null,null,null,null,null,null,null,null,null,null,null,26]
[null,null,null,null,null,null,null,null,null,null,null,null,null,null,null,null,null,null,null,null,null,null,27]
[null,null,null,null,null,null,null,null,null,null,null,null,null,null,null,null,null,null,null,null,null,null,28]
[]
[]
[]
[]
[]
[]
[]
[]
[]
[]
[]
[null,null,null,null,null,null,null,null,null,null,null,null,null,null,null,null,null,null,null,null,null,null,"Const. Lookup"]
[null,null,null,null,null,null,null,null,null,null,null,null,null,null,null,null,null,null,null,null,null,null,1]
[null,null,null,null,null,null,null,null,null,null,null,null,null,null,null,null,null,null,null,null,null,null,2]
[null,null,null,null,null,null,null,null,null,null,null,null,null,null,null,null,null,null,null,null,null,null,3]
[null,null,null,null,null,null,null,null,null,null,null,null,null,null,null,null,null,null,null,null,null,null,4]
[null,null,null,null,null,null,null,null,null,null,null,null,null,null,null,null,null,null,null,null,null,null,5]
[null,null,null,null,null,null,null,null,null,null,null,null,null,null,null,null,null,null,null,null,null,null,6]
[null,null,null,null,null,null,null,null,null,null,null,null,null,null,null,null,null,null,null,null,null,null,7]
[null,null,null,null,null,null,null,null,null,null,null,null,null,null,null,null,null,null,null,null,null,null,8]
[null,null,null,null,null,null,null,null,null,null,null,null,null,null,null,null,null,null,null,null,null,null,9]
[null,null,null,null,null,null,null,null,null,null,null,null,null,null,null,null,null,null,null,null,null,null,10]
[null,null,null,null,null,null,null,null,null,null,null,null,null,null,null,null,null,null,null,null,null,null,11]
[null,null,null,null,null,null,null,null,null,null,null,null,null,null,null,null,null,null,null,null,null,null,12]
[null,null,null,null,null,null,null,null,null,null,null,null,null,null,null,null,null,null,null,null,null,null,13]
[null,null,null,null,null,null,null,null,null,null,null,null,null,null,null,null,null,null,null,null,null,null,14]
[null,null,null,null,null,null,null,null,null,null,null,null,null,null,null,null,null,null,null,null,null,null,15]
[null,null,null,null,null,null,null,null,null,null,null,null,null,null,null,null,null,null,null,null,null,null,16]
[null,null,null,null,null,null,null,null,null,null,null,null,null,null,null,null,null,null,null,null,null,null,17]
[null,null,null,null,null,null,null,null,null,null,null,null,null,null,null,null,null,null,null,null,null,null,18]
[null,null,null,null,null,null,null,null,null,null,null,null,null,null,null,null,null,null,null,null,null,null,19]
[null,null,null,null,null,null,null,null,null,null,null,null,null,null,null,null,null,null,null,null,null,null,20]
[null,null,null,null,null,null,null,null,null,null,null,null,null,null,null,null,null,null,null,null,null,null,21]
[null,null,null,null,null,null,null,null,null,null,null,null,null,null,null,null,null,null,null,null,null,null,22]
[null,null,null,null,null,null,null,null,null,null,null,null,null,null,null,null,null,null,null,null,null,null,23]
[null,null,null,null,null,null,null,null,null,null,null,null,null,null,null,null,null,null,null,null,null,null,24]
[null,null,null,null,null,null,null,null,null,null,null,null,null,null,null,null,null,null,null,null,null,null,25]
[null,null,null,null,null,null,null,null,null,null,null,null,null,null,null,null,null,null,null,null,null,null,26]
[null,null,null,null,null,null,null,null,null,null,null,null,null,null,null,null,null,null,null,null,null,null,27]
[null,null,null,null,null,null,null,null,null,null,null,null,null,null,null,null,null,null,null,null,null,null,28]
[]
[]
[]
[]
[]
[]
[]
[]
[]
[]
[]
[null,null,null,null,null,null,null,null,null,null,null,null,null,null,null,null,null,null,null,null,null,null,"Const. Lookup"]
[null,null,null,null,null,null,null,null,null,null,null,null,null,null,null,null,null,null,null,null,null,null,1]
[null,null,null,null,null,null,null,null,null,null,null,null,null,null,null,null,null,null,null,null,null,null,2]
[null,null,null,null,null,null,null,null,null,null,null,null,null,null,null,null,null,null,null,null,null,null,3]
[null,null,null,null,null,null,null,null,null,null,null,null,null,null,null,null,null,null,null,null,null,null,4]
[null,null,null,null,null,null,null,null,null,null,null,null,null,null,null,null,null,null,null,null,null,null,5]
[null,null,null,null,null,null,null,null,null,null,null,null,null,null,null,null,null,null,null,null,null,null,6]
[null,null,null,null,null,null,null,null,null,null,null,null,null,null,null,null,null,null,null,null,null,null,7]
[null,null,null,null,null,null,null,null,null,null,null,null,null,null,null,null,null,null,null,null,null,null,8]
[null,null,null,null,null,null,null,null,null,null,null,null,null,null,null,null,null,null,null,null,null,null,9]
[null,null,null,null,null,null,null,null,null,null,null,null,null,null,null,null,null,null,null,null,null,null,10]
[null,null,null,null,null,null,null,null,null,null,null,null,null,null,null,null,null,null,null,null,null,null,11]
[null,null,null,null,null,null,null,null,null,null,null,null,null,null,null,null,null,null,null,null,null,null,12]
[null,null,null,null,null,null,null,null,null,null,null,null,null,null,null,null,null,null,null,null,null,null,13]
[null,null,null,null,null,null,null,null,null,null,null,null,null,null,null,null,null,null,null,null,null,null,14]
[null,null,null,null,null,null,null,null,null,null,null,null,null,null,null,null,null,null,null,null,null,null,15]
[null,null,null,null,null,null,null,null,null,null,null,null,null,null,null,null,null,null,null,null,null,null,16]
[null,null,null,null,null,null,null,null,null,null,null,null,null,null,null,null,null,null,null,null,null,null,17]
[null,null,null,null,null,null,null,null,null,null,null,null,null,null,null,null,null,null,null,null,null,null,18]
[null,null,null,null,null,null,null,null,null,null,null,null,null,null,null,null,null,null,null,null,null,null,19]
[null,null,null,null,null,null,null,null,null,null,null,null,null,null,null,null,null,null,null,null,null,null,20]
[null,null,null,null,null,null,null,null,null,null,null,null,null,null,null,null,null,null,null,null,null,null,21]
[null,null,null,null,null,null,null,null,null,null,null,null,null,null,null,null,null,null,null,null,null,null,22]
[null,null,null,null,null,null,null,null,null,null,null,null,null,null,null,null,null,null,null,null,null,null,23]
[null,null,null,null,null,null,null,null,null,null,null,null,null,null,null,null,null,null,null,null,null,null,24]
[null,null,null,null,null,null,null,null,null,null,null,null,null,null,null,null,null,null,null,null,null,null,25]
[null,null,null,null,null,null,null,null,null,null,null,null,null,null,null,null,null,null,null,null,null,null,26]
[null,null,null,null,null,null,null,null,null,null,null,null,null,null,null,null,null,null,null,null,null,null,27]
[null,null,null,null,null,null,null,null,null,null,null,null,null,null,null,null,null,null,null,null,null,null,28]
[]
[]
[]
[]
[]
[]
[]
[]
[]
[]
[]
[null,null,null,null,null,null,null,null,null,null,null,null,null,null,null,null,null,null,null,null,null,null,"Const. Lookup"]
[null,null,null,null,null,null,null,null,null,null,null,null,null,null,null,null,null,null,null,null,null,null,1]
[null,null,null,null,null,null,null,null,null,null,null,null,null,null,null,null,null,null,null,null,null,null,2]
[null,null,null,null,null,null,null,null,null,null,null,null,null,null,null,null,null,null,null,null,null,null,3]
[null,null,null,null,null,null,null,null,null,null,null,null,null,null,null,null,null,null,null,null,null,null,4]
[null,null,null,null,null,null,null,null,null,null,null,null,null,null,null,null,null,null,null,null,null,null,5]
[null,null,null,null,null,null,null,null,null,null,null,null,null,null,null,null,null,null,null,null,null,null,6]
[null,null,null,null,null,null,null,null,null,null,null,null,null,null,null,null,null,null,null,null,null,null,7]
[null,null,null,null,null,null,null,null,null,null,null,null,null,null,null,null,null,null,null,null,null,null,8]
[null,null,null,null,null,null,null,null,null,null,null,null,null,null,null,null,null,null,null,null,null,null,9]
[null,null,null,null,null,null,null,null,null,null,null,null,null,null,null,null,null,null,null,null,null,null,10]
[null,null,null,null,null,null,null,null,null,null,null,null,null,null,null,null,null,null,null,null,null,null,11]
[null,null,null,null,null,null,null,null,null,null,null,null,null,null,null,null,null,null,null,null,null,null,12]
[null,null,null,null,null,null,null,null,null,null,null,null,null,null,null,null,null,null,null,null,null,null,13]
[null,null,null,null,null,null,null,null,null,null,null,null,null,null,null,null,null,null,null,null,null,null,14]
[null,null,null,null,null,null,null,null,null,null,null,null,null,null,null,null,null,null,null,null,null,null,15]
[null,null,null,null,null,null,null,null,null,null,null,null,null,null,null,null,null,null,null,null,null,null,16]
[null,null,null,null,null,null,null,null,null,null,null,null,null,null,null,null,null,null,null,null,null,null,17]
[null,null,null,null,null,null,null,null,null,null,null,null,null,null,null,null,null,null,null,null,null,null,18]
[null,null,null,null,null,null,null,null,null,null,null,null,null,null,null,null,null,null,null,null,null,null,19]
[null,null,null,null,null,null,null,null,null,null,null,null,null,null,null,null,null,null,null,null,null,null,20]
[null,null,null,null,null,null,null,null,null,null,null,null,null,null,null,null,null,null,null,null,null,null,21]
[null,null,null,null,null,null,null,null,null,null,null,null,null,null,null,null,null,null,null,null,null,null,22]
[null,null,null,null,null,null,null,null,null,null,null,null,null,null,null,null,null,null,null,null,null,null,23]
[null,null,null,null,null,null,null,null,null,null,null,null,null,null,null,null,null,null,null,null,null,null,24]
[null,null,null,null,null,null,null,null,null,null,null,null,null,null,null,null,null,null,null,null,null,null,25]
[null,null,null,null,null,null,null,null,null,null,null,null,null,null,null,null,null,null,null,null,null,null,26]
[null,null,null,null,null,null,null,null,null,null,null,null,null,null,null,null,null,null,null,null,null,null,27]
[null,null,null,null,null,null,null,null,null,null,null,null,null,null,null,null,null,null,null,null,null,null,28]
[]
[]
[]
[]
[]
[]
[]
[]
[]
[]
[]
[null,null,null,null,null,null,null,null,null,null,null,null,null,null,null,null,null,null,null,null,null,null,"Const. Lookup"]
[null,null,null,null,null,null,null,null,null,null,null,null,null,null,null,null,null,null,null,null,null,null,1]
[null,null,null,null,null,null,null,null,null,null,null,null,null,null,null,null,null,null,null,null,null,null,2]
[null,null,null,null,null,null,null,null,null,null,null,null,null,null,null,null,null,null,null,null,null,null,3]
[null,null,null,null,null,null,null,null,null,null,null,null,null,null,null,null,null,null,null,null,null,null,4]
[null,null,null,null,null,null,null,null,null,null,null,null,null,null,null,null,null,null,null,null,null,null,5]
[null,null,null,null,null,null,null,null,null,null,null,null,null,null,null,null,null,null,null,null,null,null,6]
[null,null,null,null,null,null,null,null,null,null,null,null,null,null,null,null,null,null,null,null,null,null,7]
[null,null,null,null,null,null,null,null,null,null,null,null,null,null,null,null,null,null,null,null,null,null,8]
[null,null,null,null,null,null,null,null,null,null,null,null,null,null,null,null,null,null,null,null,null,null,9]
[null,null,null,null,null,null,null,null,null,null,null,null,null,null,null,null,null,null,null,null,null,null,10]
[null,null,null,null,null,null,null,null,null,null,null,null,null,null,null,null,null,null,null,null,null,null,11]
[null,null,null,null,null,null,null,null,null,null,null,null,null,null,null,null,null,null,null,null,null,null,12]
[null,null,null,null,null,null,null,null,null,null,null,null,null,null,null,null,null,null,null,null,null,null,13]
[null,null,null,null,null,null,null,null,null,null,null,null,null,null,null,null,null,null,null,null,null,null,14]
[null,null,null,null,null,null,null,null,null,null,null,null,null,null,null,null,null,null,null,null,null,null,15]
[null,null,null,null,null,null,null,null,null,null,null,null,null,null,null,null,null,null,null,null,null,null,16]
[null,null,null,null,null,null,null,null,null,null,null,null,null,null,null,null,null,null,null,null,null,null,17]
[null,null,null,null,null,null,null,null,null,null,null,null,null,null,null,null,null,null,null,null,null,null,18]
[null,null,null,null,null,null,null,null,null,null,null,null,null,null,null,null,null,null,null,null,null,null,19]
[null,null,null,null,null,null,null,null,null,null,null,null,null,null,null,null,null,null,null,null,null,null,20]
[null,null,null,null,null,null,null,null,null,null,null,null,null,null,null,null,null,null,null,null,null,null,21]
[null,null,null,null,null,null,null,null,null,null,null,null,null,null,null,null,null,null,null,null,null,null,22]
[null,null,null,null,null,null,null,null,null,null,null,null,null,null,null,null,null,null,null,null,null,null,23]
[null,null,null,null,null,null,null,null,null,null,null,null,null,null,null,null,null,null,null,null,null,null,24]
[null,null,null,null,null,null,null,null,null,null,null,null,null,null,null,null,null,null,null,null,null,null,25]
[null,null,null,null,null,null,null,null,null,null,null,null,null,null,null,null,null,null,null,null,null,null,26]
[null,null,null,null,null,null,null,null,null,null,null,null,null,null,null,null,null,null,null,null,null,null,27]
[null,null,null,null,null,null,null,null,null,null,null,null,null,null,null,null,null,null,null,null,null,null,28]
[]
[]
[]
[]
[]
[]
[]
[]
[]
[]
[]
[null,null,null,null,null,null,null,null,null,null,null,null,null,null,null,null,null,null,null,null,null,null,"Const. Lookup"]
[null,null,null,null,null,null,null,null,null,null,null,null,null,null,null,null,null,null,null,null,null,null,1]
[null,null,null,null,null,null,null,null,null,null,null,null,null,null,null,null,null,null,null,null,null,null,2]
[null,null,null,null,null,null,null,null,null,null,null,null,null,null,null,null,null,null,null,null,null,null,3]
[null,null,null,null,null,null,null,null,null,null,null,null,null,null,null,null,null,null,null,null,null,null,4]
[null,null,null,null,null,null,null,null,null,null,null,null,null,null,null,null,null,null,null,null,null,null,5]
[null,null,null,null,null,null,null,null,null,null,null,null,null,null,null,null,null,null,null,null,null,null,6]
[null,null,null,null,null,null,null,null,null,null,null,null,null,null,null,null,null,null,null,null,null,null,7]
[null,null,null,null,null,null,null,null,null,null,null,null,null,null,null,null,null,null,null,null,null,null,8]
[null,null,null,null,null,null,null,null,null,null,null,null,null,null,null,null,null,null,null,null,null,null,9]
[null,null,null,null,null,null,null,null,null,null,null,null,null,null,null,null,null,null,null,null,null,null,10]
[null,null,null,null,null,null,null,null,null,null,null,null,null,null,null,null,null,null,null,null,null,null,11]
[null,null,null,null,null,null,null,null,null,null,null,null,null,null,null,null,null,null,null,null,null,null,12]
[null,null,null,null,null,null,null,null,null,null,null,null,null,null,null,null,null,null,null,null,null,null,13]
[null,null,null,null,null,null,null,null,null,null,null,null,null,null,null,null,null,null,null,null,null,null,14]
[null,null,null,null,null,null,null,null,null,null,null,null,null,null,null,null,null,null,null,null,null,null,15]
[null,null,null,null,null,null,null,null,null,null,null,null,null,null,null,null,null,null,null,null,null,null,16]
[null,null,null,null,null,null,null,null,null,null,null,null,null,null,null,null,null,null,null,null,null,null,17]
[null,null,null,null,null,null,null,null,null,null,null,null,null,null,null,null,null,null,null,null,null,null,18]
[null,null,null,null,null,null,null,null,null,null,null,null,null,null,null,null,null,null,null,null,null,null,19]
[null,null,null,null,null,null,null,null,null,null,null,null,null,null,null,null,null,null,null,null,null,null,20]
[null,null,null,null,null,null,null,null,null,null,null,null,null,null,null,null,null,null,null,null,null,null,21]
[null,null,null,null,null,null,null,null,null,null,null,null,null,null,null,null,null,null,null,null,null,null,22]
[null,null,null,null,null,null,null,null,null,null,null,null,null,null,null,null,null,null,null,null,null,null,23]
[null,null,null,null,null,null,null,null,null,null,null,null,null,null,null,null,null,null,null,null,null,null,24]
[null,null,null,null,null,null,null,null,null,null,null,null,null,null,null,null,null,null,null,null,null,null,25]
[null,null,null,null,null,null,null,null,null,null,null,null,null,null,null,null,null,null,null,null,null,null,26]
[null,null,null,null,null,null,null,null,null,null,null,null,null,null,null,null,null,null,null,null,null,null,27]
[null,null,null,null,null,null,null,null,null,null,null,null,null,null,null,null,null,null,null,null,null,null,28]